## Definitions and Acronyms
Definitions and Acronyms
Co-located project in this report refers to a Battery Energy Storage project combined with a project (operational or planned) of another technology type (e.g. WT, PV or GT) at the same POI and having the same Interconnecting Entity.
Stand-Alone project in this report refers to a Battery Energy Storage project that does not have a project (operational or planned) of another technology type located at the same POI with the same Interconnecting Entity.
GIS Report = Generation Interconnection Status Report
FIS = Full Interconnection Study
COD = Commercial Operation Date
POI = Point of interconnection
INR = Interconnection Request Number
CDR = Capacity, Demand and Reserves Report
Acronyms in Project Names Designating Facility Types
SLF = Self-Limited Facility
DCC = DC-Coupled Resource
Self-Limiting Facility: A modeled generation station that includes one or more Generation Resources and/or Energy Storage Resources (ESRs) with an established limit on the total MW Injection that is less than the total nameplate capacity of all Resource(s) within the Facility. A Facility with one or more ESRs may also have an established limit on the MW Withdrawal that is less than the total nameplate MW Withdrawal rating of all ESR(s) within the facility.
DC-Coupled Resource: A type of Energy Storage Resource (ESR) in which an Energy Storage System (ESS) is combined with wind and/or solar generation in the same modeled generation station and interconnected at the same Point of Interconnection (POI), and where these technologies are interconnected within the site using direct current (DC) equipment. The combined technologies are then connected to the ERCOT System using the same direct current-to-alternating current (DC-to-AC) inverter(s). To be classified as a DC Coupled Resource, the generator(s) and ESS(s) at a site must meet the following conditions: (1) The ESS component of the Resource must have a nameplate rating of at least ten MW and ten MWh, or the MW rating must equal or exceed 50% of the nameplate MW rating of the inverter; and (2) All intermittent renewable generators must meet the conditions for aggregation stated in paragraph (12) of [Nodal Protocol] Section 3.10.7.2, Modeling of Resources and Transmission Loads, except to the extent any such condition requires the generator to be a Resource.
Fuel Types | Technology Types
OTH = Other | BA = Battery Energy Storage
SOL = Solar | GT = Combustion (gas) Turbine, but not part of a Combined-Cycle
WIN = Wind | PV = Photovoltaic Solar
WT = Wind Turbine

## Summary
Battery Energy Storage Summary Based on January 2026 GIS Report
NOTES:
This table includes Large Generator Battery projects that have requested Full Interconnection Studies. It also includes Small Generator projects (less than 10 MW) that have completed the Resource Registration process as indicated by assignment of a "Model Ready Date". The report excludes Small Generator projects that are not included in the Resource Integration and Ongoing Operations Interconnection Services (RIOO-IS) System.
For co-located projects, this table only reflects capacity of the Battery systems.
This report includes battery energy storage systems defined as Self-Limiting Facilities (SLFs), where the MW capacities are reported as zero to reflect projects for which the battery system is sized to be less than the total nameplate capacity of all registered generators at the facility. Other generators at the facility typically include one or more inverter-based resources, such as solar.
This report excludes technology types that are not battery energy storage.
Project Type | Number of Storage Projects | MW of Storage | % of Total Storage MW
Stand-Alone Battery Energy Storage | 657 | 122568.2 | 73.01%
Battery Energy Storage+Solar | 297 | 43230.24 | 25.75%
Battery Energy Storage+Wind | 11 | 1526.19 | 0.9091%
Battery Energy Storage+Other Tech | 1 | 560 | 0.3336%
Total (with FIS Requested) | 966 | 167884.63 | 100%

## Co-located with Solar
Battery Energy Storage Projects Co-Located with Solar Projects Based on the January 2026 GIS Report
NOTES:
This table includes Large Generator Battery projects that have requested Full Interconnection Studies. It also includes Small Generator projects that have completed Resource Registration form as indicated by assignment of a "Model Ready Date".
For the purposes of this report the Battery Energy Storage project is considered co-located with Solar project if there are new or existing Solar projects at the same POI, with similar project name and same Interconnecting Entity (or same parent or holding company).
The projects are listed in alphabetical order.
Gray-highlighted cells indicate that the information is not applicable because the project is operational.
INR | Project Name | Project Status | Interconnecting Entity | POI Location | County | CDR Reporting Zone | Projected COD | Fuel | Technology | Capacity (MW) | IA Signed |  | Approved for Energization | Approved for Synchronization | Comment
Financial Security
and Notice to
Proceed Provided
29INR0107 | 7L Solar SLF | Planned | 7L Solar, LLC | Tap 69kV 5870 Brundage - 5868 Big Wells | Dimmit | SOUTH | 2029-11-13 | SOL | PV | 71.6 |  | No
29INR0108 | 7L Storage SLF | Planned | 7L Solar, LLC | Tap 69kV 5870 Brundage - 5868 Big Wells | Dimmit | SOUTH | 2029-11-13 | OTH | BA | 0 |  | No
26INR0388 | Aggie Solar Project SLF | Planned | reNRG TX 8 LLC | POI: COYOTE SPRINGS SUBSTATION - 138KV BUS NUMBER : 38113 COUNTY : REEVES POI LOCATION: 31.396675, -103.6252777 | Reeves | WEST | 2027-06-30 | SOL | PV | 103.7 |  | No
26INR0389 | AGGIE STORAGE PROJECT SLF | Planned | reNRG TX 8 LLC | POI: COYOTE SPRINGS SUBSTATION - 138KV BUS NUMBER: 38113 POI LOCATION: 31.396675, -103.6252777 COUNTY: REEVES | Reeves | WEST | 2027-06-30 | OTH | BA | 0 |  | No
29INR0207 | Alila BESS II | Planned | Electra Energy Project, LLC | 8249 Angstrom 345kV | San Patricio | COASTAL | 2029-01-25 | OTH | BA | 205.71 |  | No
23INR0093 | Alila Solar | Planned | Electra Energy Project, LLC | 8249 Angstrom 345kV | San Patricio | COASTAL | 2028-04-20 | SOL | PV | 256.5 | 2023-01-03 | Yes
28INR0230 | Allthorn BESS | Planned | ALLTHORN SOLAR, LLC | Tap 138 kV BRUNI44A (#8297) - CRESTONI4A (#8695) | Duval | SOUTH | 2029-01-15 | OTH | BA | 205.2 |  | No
28INR0229 | Allthorn Solar | Planned | ALLTHORN SOLAR, LLC | Tap 138 kV BRUNI4A (#8297) - CRESTONI4A (#8695) | Duval | SOUTH | 2029-01-15 | SOL | PV | 231.5 |  | No
26INR0082 | Amerada Solar | Planned | Amerada Solar, LLC | Tap 345kV 3133 RICHLND2_5 - 3381 BIGBRNW_5 | Freestone | NORTH | 2028-12-30 | SOL | PV | 301.57 |  | No
26INR0084 | Amerada Storage | Planned | Amerada Solar, LLC | Tap 345kV 3133 RICHLND2_5 - 3381 BIGBRNW_5 | Freestone | NORTH | 2028-07-21 | OTH | BA | 150.78 |  | No
27INR0233 | Anawa La BESS | Planned | Anawa La Solar LLC | Tap 138KV 8394 Liston- 8392 Bates | Hidalgo | SOUTH | 2027-08-31 | OTH | BA | 103.7 |  | No
27INR0232 | Anawa La Solar | Planned | Anawa La Solar LLC | TAP 138 KV 8394 LISTON - 8392 BATES | Hidalgo | SOUTH | 2027-08-31 | SOL | PV | 93.3 |  | No
26INR0077 | Anila BESS | Planned | Alina Energy LLC | Tap of 345 kV Elm Creek (Bus# 5133) - San Miguel Gen (Bus# 5901) Transmission Line Ckt 1 | Wilson | SOUTH | 2028-06-30 | OTH | BA | 209 | 2025-03-06 | No
26INR0074 | Anila Solar | Planned | Alina Energy LLC | Tap 345kV 5133 Elm Creek - 5901 San Miguel Gen Ckt 1 | Wilson | SOUTH | 2028-06-30 | SOL | PV | 200.8 | 2025-03-06 | No
22INR0457 | Anson BAT | Planned | Anson II Storage LLC | tap 345 kV 68004 Phantom Hill station | Jones | WEST | 2027-12-01 | OTH | BA | 153.55 | 2024-08-15 | Yes
20INR0242 | Anson Solar 2 | Planned | Anson Solar Center 2, LLC | existing tap 345 kV 68004 Phantom Hill station | Jones | WEST | 2026-01-22 | SOL | PV | 200.9 | 2024-08-15 | Yes | 2025-11-04 | 2025-11-25
29INR0124 | Apricot Sun Solar | Planned | Apricot Sun Energy Center, LLC | Tap 80079 (Cruce) - 5901 (San Miguel) 345 kV Ckt 1 | Duval | SOUTH | 2029-09-30 | SOL | PV | 200.84 |  | No
29INR0125 | Apricot Sun Storage | Planned | Apricot Sun Energy Center, LLC | Tap 80079 (Cruce) - 5901 (San Miguel) 345 kV Ckt 1 | Duval | SOUTH | 2029-09-30 | OTH | BA | 200.84 |  | No
25INR0060 | Argenta Solar | Planned | Charter Oak Solar, LLC | Tap 345kV 8689 Tango - 8606 Goddard | Bee | SOUTH | 2028-06-30 | SOL | PV | 310 | 2024-04-05 | Yes
25INR0061 | Argenta Storage | Planned | Charter Oak Storage, LLC | Tap 345kV 8689 Tango - 8606 Goddard | Bee | SOUTH | 2028-06-30 | OTH | BA | 192 | 2024-04-05 | Yes
20INR0086 | Arroyo Solar | Planned | BT Cantwell Solar, LLC | 345 KV Tap #8318 Rio Hondo - #8317 La Palma | Cameron | COASTAL | 2028-02-22 | SOL | PV | 100 | 2021-09-28 | Yes
24INR0306 | Arroyo Storage | Planned | BT Cantwell Solar, LLC | Tap 345kV 8318 Rio Hondo - 8317 La Palma (New Gulch Substation ) | Cameron | COASTAL | 2026-04-14 | OTH | BA | 183.76 | 2022-08-10 | Yes | 2025-12-08
28INR0188 | Ashra Solar SLF | Planned | Ashra Solar, LLC | Tap 69kV bus#5823 UVALDE Switch (UVALDESW9) to bus#5820 UVALDE SUB (UVALDESUB9) | Uvalde | SOUTH | 2028-06-14 | SOL | PV | 40.25 |  | No
28INR0190 | Ashra Storage SLF | Planned | Ashra Solar, LLC | Tap 69kV 5823 UVALDE Switch - 5820 UVALDE SUB | Uvalde | SOUTH | 2028-06-14 | OTH | BA | 1.62 |  | No
28INR0213 | Badger BESS | Planned | Greasewood BESS, LLC | 345 kV North McCamey (Bus# 76000) | Upton | WEST | 2029-05-25 | OTH | BA | 154.12 |  | No
28INR0212 | Badger Solar | Planned | 174 Power Global Properties, LLC | 345 kV North McCamey Substation (Bus# 76000) | Upton | WEST | 2029-05-25 | SOL | PV | 301.83 |  | No
24INR0269 | Bar Candela Solar SLF | Planned | Bar Candela Solar Project LLC | Long Lake Sub (Bus 3280) – Long Lake Tap Switch (Bus 3279) | Freestone | NORTH | 2027-12-31 | SOL | PV | 200.3 | 2025-05-06 | No
24INR0271 | Bar Candela Storage SLF | Planned | Bar Candela Storage Project LLC | Long Lake Sub (Bus 3280) – Long Lake Tap Switch (Bus 3279) | Freestone | NORTH | 2027-12-31 | OTH | BA | 0 | 2025-05-06 | No
26INR0468 | Basketflower Solar | Planned | Basketflower Solar, LLC | Tap 138kV Risingstar (285) - Nimrod (289) | Eastland | NORTH | 2027-12-31 | SOL | PV | 183 |  | No
26INR0467 | Basketflower Storage | Planned | Basketflower Solar, LLC | Tap 138kV Risingstar (285) - Nimrod (289) | Eastland | NORTH | 2027-12-31 | OTH | BA | 92 |  | No
27INR0307 | Beaverhead Solar SLF | Planned | Beaverhead Solar, LLC | Direct to Sub 69kv #5653 Ben Bolt. | Jim Wells | SOUTH | 2028-07-29 | SOL | PV | 61.5 |  | No
27INR0308 | Beaverhead Storage SLF | Planned | Beaverhead Solar, LLC | Direct to Sub 69kv #5653 Ben Bolt. | Jim Wells | SOUTH | 2027-07-31 | OTH | BA | 61.5 |  | No
| Big Elm Solar | Operational |  | 345kV #3404 Belfalls Switch | Bell | NORTH |  | SOL | PV | 201.02
23INR0469 | Big Elm Storage | Planned | Big Elm Storage, LLC | 3404 Belfalls 345kV | Bell | NORTH | 2027-11-10 | OTH | BA | 120 | 2024-05-10 | Yes
23INR0237 | Big River BESS | Planned | Rio Grande River Solar LLC | tap 138kV 8299 Zapata - 8957 Lopeno4A | Zapata | SOUTH | 2028-12-31 | OTH | BA | 51.26 |  | No
23INR0215 | Big River Solar | Planned | Rio Grande River Solar LLC | tap 138kV 8299 Zapata - 8957 Lopeno4A | Zapata | SOUTH | 2028-12-31 | SOL | PV | 104.35 |  | No
29INR0017 | Big Rooter East Solar | Planned | Big Rooter East, LLC | 39950 TNP One Plant 345 kV | Robertson | NORTH | 2029-05-31 | SOL | PV | 554.7 | 2025-06-01 | No
29INR0018 | Big Rooter East Storage | Planned | Big Rooter East, LLC | 39950 TNP One Plant 345 kV | Robertson | NORTH | 2029-12-31 | OTH | BA | 201.03 | 2025-06-01 | No
26INR0431 | Big Rooter West Solar | Planned | Big Rooter West, LLC | 39950# TNTNP_ONE_3 345 KV | Robertson | NORTH | 2028-05-31 | SOL | PV | 403.2 | 2025-02-18 | No
26INR0432 | Big Rooter West Storage | Planned | Big Rooter West, LLC | 39950# TNTNP_ONE_3 345 KV | Robertson | NORTH | 2028-12-01 | OTH | BA | 201.08 |  | No
28INR0110 | Biggs BESS | Planned | Biggs Battery Facility, LLC | 76006 Bow Wood 345 kV | McCulloch | SOUTH | 2028-11-15 | OTH | BA | 200 |  | No
28INR0111 | Biggs Solar | Planned | Biggs Solar Farm, LLC | #76006 Bow Wood 345 kV | McCulloch | SOUTH | 2028-11-15 | SOL | PV | 400 |  | No
26INR0366 | BLACK BEAR BESS | Planned | ESCONDIDO DRAW RESOURCES, LLC | #6564 ILLN4A 138kV | Crockett | WEST | 2028-06-01 | OTH | BA | 51.2 |  | No
26INR0365 | BLACK BEAR SOLAR | Planned | ESCONDIDO DRAW RESOURCES, LLC | #6564 ILLN4A 138 KV | Crockett | WEST | 2028-06-01 | SOL | PV | 102.9 |  | No
24INR0360 | Blanket Ranch North Solar | Planned | Blanket Ranch North Solar, LLC | Tap 345kV 11441 CORN TRAIL SWITCH - 1444 BROWN SWITCH | Brown | NORTH | 2028-09-22 | SOL | PV | 188.5 |  | No
24INR0362 | Blanket Ranch North Storage | Planned | Blanket Ranch North Solar, LLC | Tap 345kV 11441 CORN TRAIL SWITCH - 1444 BROWN SWITCH | Brown | NORTH | 2028-09-22 | OTH | BA | 50.9 |  | No
24INR0358 | Blanket Ranch South Solar | Planned | Blanket Ranch South Solar, LLC | Tap 345kV 11441 CORN TRAIL SWITCH - 1444 BROWN SWITCH | Brown | NORTH | 2028-09-22 | SOL | PV | 101.3 |  | No
24INR0361 | Blanket Ranch South Storage | Planned | Blanket Ranch South Solar, LLC | Tap 345kV 11441 CORN TRAIL SWITCH - 1444 BROWN SWITCH | Brown | NORTH | 2028-09-22 | OTH | BA | 34.3 |  | No
22INR0455 | Blue Sky Sol | Planned | Blue Sky Solar LLC | 6562 Friends Ranch 138kV | Crockett | WEST | 2027-04-23 | SOL | PV | 101.2 | 2022-02-01 | Yes
25INR0216 | Blue Sky Storage SLF | Planned | UKA North America, LLC | 138 kV Friend Ranch (Bus# 6562) | Crockett | WEST | 2028-06-30 | OTH | BA | 0 |  | No
25INR0199 | Bonham Solar SLF | Planned | J&J Solar Ranch LLC | TAP 138 kV MEXIA_2_1_8 3632 - GROES_SE1_8 3634 | Limestone | NORTH | 2027-04-06 | SOL | PV | 138.4 | 2024-08-07 | Yes
26INR0619 | Bonham Storage SLF | Planned | J&J Solar Ranch LLC | Tap 138kV 3632 Mexia_Main - 3634 Groesbeck_Main | Limestone | NORTH | 2027-04-05 | OTH | BA | 104.92 |  | Yes
27INR0481 | Borden Dino BESS | Planned | Borden Dino Solar, LLC | 59905 FARADAY 345KV | Borden | WEST | 2028-07-01 | OTH | BA | 60.26 |  | No
27INR0480 | Borden Dino Solar | Planned | Borden Dino Solar, LLC | 59905 FARADAY 345KV | Borden | WEST | 2028-07-01 | SOL | PV | 120.47 |  | No
23INR0083 | Bottom Grass BESS | Planned | Bottom Grass Solar Project, LLC | tap 345 kV 9073 Holman - 44200 Hillje | Colorado | SOUTH | 2028-03-01 | OTH | BA | 202.21 | 2023-06-29 | No
23INR0082 | Bottom Grass Solar | Planned | Bottom Grass Solar Project, LLC | tap 345 kV 9073 Holman - 44200 Hillje | Colorado | SOUTH | 2028-03-01 | SOL | PV | 508.61 | 2023-06-29 | No
29INR0058 | Brahman Renewables Solar | Planned | Brahman Renewables | Tap Voss Lake switch #3751 – Badger Switch #3761 345 kV | Milam | SOUTH | 2029-05-01 | SOL | PV | 100.6 |  | No
29INR0059 | Brahman Renewables Storage | Planned | Brahman Renewables | Tap Voss Lake switch #3751 – Badger Switch #3761 345 kV | Milam | SOUTH | 2029-05-01 | OTH | BA | 203.1 |  | No
29INR0163 | Brazos Bend Solar SLF | Planned | Grenergy USA | 345 kV Line (3765) GRISTMILL_5 to (39950) TNTNP_ONE_3 | Milam | SOUTH | 2029-09-17 | SOL | PV | 243 |  | No
29INR0164 | Brazos Bend Storage SLF | Planned | Grenergy USA | 345 kV Line (3765) GRISTMILL_5 to (39950) TNTNP_ONE_3 | Milam | SOUTH | 2029-09-17 | OTH | BA | 243 |  | No
23INR0059 | Briggs Solar | Planned | IP Quantum III, LLC | tap 345kV 60515 Clear Crossing - 60507 Pendulo | Haskell | WEST | 2028-04-15 | SOL | PV | 323.7 | 2025-03-15 | Yes
24INR0058 | Briggs Storage | Planned | IP Quantum III, LLC | tap 345kV 60515 Clear Crossing - 60507 Pendulo | Haskell | WEST | 2028-04-15 | OTH | BA | 336 | 2025-03-15 | Yes
27INR0375 | Buck Ranch Solar SLF | Planned | Buck Ranch Solar, LLC | 5690 WEST GEORGE WEST SUB 69kV | Live Oak | SOUTH | 2028-08-02 | SOL | PV | 40.8 |  | No
27INR0376 | Buck Ranch Storage SLF | Planned | Buck Ranch Solar, LLC | 5690 WEST GEORGE WEST SUB 69kV | Live Oak | SOUTH | 2028-08-09 | OTH | BA | 40.8 |  | No
25INR0331 | Buffalo Meadow Solar | Planned | Buffalo Meadow Energy Center, LLC | Tap Jack Creek (975) - Twin Oak (3400) 345kV line | Robertson | NORTH | 2028-09-30 | SOL | PV | 251.27 |  | No
25INR0288 | Buffalo Prairie Storage | Planned | Buffalo Meadow Energy Center, LLC | Tap 345kV 975 Jack Creek - 3400 Twin Oak | Robertson | NORTH | 2028-09-30 | OTH | BA | 308.03 |  | No
29INR0021 | Buzios BESS SLF | Planned | Buzios Energy Storage, LLC | Tap 345kV 59904 Cottonwood - 23922 White River Ckt 2 | Motley | PANHANDLE | 2029-07-01 | OTH | BA | 0 |  | No
24INR0399 | Buzios Solar | Planned | Roaring Springs Solar, LLC | Tap between Cottonwood (#59904) and White River (#23922) | Motley | PANHANDLE | 2026-01-30 | SOL | PV | 252 | 2023-11-06 | Yes | 2025-08-27 | 2025-10-01
23INR0027 | Cachena Solar SLF | Planned | Clear Fork Creek Solar LLC | Tap 345KV 5133 Elm Creek - 5323 Old Hickory | Wilson | SOUTH | 2027-04-29 | SOL | PV | 601.31 | 2021-11-23 | Yes
23INR0077 | Cachena Storage SLF | Planned | Clear Fork Creek Solar LLC | Tap 345KV 5133 Elmcreek - 5323 Old Hickory | Wilson | SOUTH | 2027-04-29 | OTH | BA | 0 |  | No
29INR0131 | Caesar Solar | Planned | Caesar Solar, LLC | 59916 Buck Canyon 345 kV | Borden | WEST | 2029-11-26 | SOL | PV | 181.6 |  | No
29INR0132 | Caesar Storage | Planned | Caesar Solar, LLC | 59916 Buck Canyon 345 kV | Borden | WEST | 2029-11-26 | OTH | BA | 205.5 |  | No
26INR0246 | Cairos Solar | Planned | Cairos Solar, LLC | ODLAW SWITCH (#7425) | Kinney | SOUTH | 2026-12-31 | SOL | PV | 153.26 |  | No
26INR0245 | Cairos Storage | Planned | Cairos Solar, LLC | 7425 ODLAW SWITCH 138kV | Kinney | SOUTH | 2026-12-31 | OTH | BA | 77.28 |  | No
26INR0256 | Camino Ranch Solar 2 SLF | Planned | Camino Ranch Solar Project LLC | Tap to Jim English (#3351) – Flat Branch (#3345) 138kV | Houston | NORTH | 2028-12-09 | SOL | PV | 237.21 | 2025-12-31 | No
24INR0412 | Camino Ranch Solar SLF | Planned | Camino Ranch Solar Project LLC | Tap to Jim English (#3351) – Flat Branch (#3345) 138kV | Houston | NORTH | 2028-12-09 | SOL | PV | 296.42 | 2025-12-31 | No
26INR0257 | Camino Ranch Storage 2 SLF | Planned | Camino Ranch Solar LLC | Tap to Jim English (#3351) – Flat Branch (#3345) 138kV | Houston | NORTH | 2028-12-09 | OTH | BA | 238.45 | 2025-12-31 | No
24INR0420 | Camino Ranch Storage SLF | Planned | Camino Solar Ranch, LLC | Tap to Jim English (#3351) – Flat Branch (#3345) 138kV | Houston | NORTH | 2028-12-09 | OTH | BA | 298.06 | 2025-12-31 | No
23INR0385 | Camp Creek Solar SLF | Planned | White Rock Solar, LLC | TAP 345 KV 3400 TWIN OAK SWITCH - 46020 LIMESTONE PLANT CIRCUIT 1 | Robertson | NORTH | 2028-09-15 | SOL | PV | 110 | 2023-07-15 | No
23INR0423 | Camp Creek Storage SLF | Planned | White Rock Solar | TAP 345 KV 3400 TWIN OAK SWITCH - 46020 LIMESTONE PLANT CIRCUIT 1 | Robertson | NORTH | 2028-09-15 | OTH | BA | 0 | 2023-07-15 | No
26INR0452 | Cannibal Draw Solar | Planned | Cannibal Draw Solar, LLC | Sand_Bluff 345 kV (59902) | Glasscock | WEST | 2028-04-10 | SOL | PV | 149.5 | 2025-01-17 | Yes
26INR0453 | Cannibal Draw Storage | Planned | Cannibal Draw Solar, LLC | Sand_Bluff 345 kV (59902) | Glasscock | WEST | 2028-04-10 | OTH | BA | 98.6 | 2025-01-17 | Yes
27INR0193 | Cedar Draw BESS | Planned | Cedar Draw Solar LLC | 60011 Nebula7A 345kV | Scurry | WEST | 2027-12-31 | OTH | BA | 225.7 |  | No
27INR0192 | Cedar Draw Solar | Planned | Cedar Draw Solar LLC | 60011 Nebula7A 345kV | Scurry | WEST | 2027-12-31 | SOL | PV | 451.4 |  | No
21INR0380 | Charolais Solar | Planned | RWE Solar Development, LLC | tap 345kV 44000 W A Parish - 5915 STP | Matagorda | COASTAL | 2026-12-15 | SOL | PV | 261.63 |  | No
23INR0168 | Charolais Storage | Planned | RWE Solar Development, LLC | tap 345kV 44000 W A Parish - 5915 STP | Matagorda | COASTAL | 2026-12-15 | OTH | BA | 150 |  | No
26INR0068 | Charro Creek Solar 1 SLF | Planned | Charro Creek Solar LLC | Tap 345kV 5725 PAWNEESW5 - 8164 COLETO7A | Karnes | SOUTH | 2026-07-01 | SOL | PV | 203 |  | No
26INR0070 | Charro Creek Solar 2 SLF | Planned | Charro Creek Solar LLC | Tap 345kV 5725 PAWNEESW5 - 8164 COLETO7A | Karnes | SOUTH | 2026-07-01 | SOL | PV | 203 |  | No
26INR0072 | Charro Creek Solar 3 SLF | Planned | Charro Creek Solar LLC | Tap on PAWNEESW5 (#5725) - COLETO7A (#8164) Line | Karnes | SOUTH | 2026-07-01 | SOL | PV | 203 |  | No
26INR0069 | Charro Creek Storage 1 SLF | Planned | Charro Creek Solar LLC | Tap 345kV 5725 PAWNEESW5 - 8164 COLETO7A | Karnes | SOUTH | 2026-07-01 | OTH | BA | 0 |  | No
26INR0071 | Charro Creek Storage 2 SLF | Planned | Charro Creek Solar LLC | Tap 345kV 5725 PAWNEESW5 - 8164 COLETO7A | Karnes | SOUTH | 2026-07-01 | OTH | BA | 0 |  | No
26INR0073 | Charro Creek Storage 3 SLF | Planned | Charro Creek Solar LLC | Tap 345kV 5725 PAWNEESW5 - 8164 COLETO7A | Karnes | SOUTH | 2026-07-01 | OTH | BA | 0 |  | No
28INR0358 | Cherry Sage Solar 1 SLF | Planned | Cherry Sage Solar 1 LLC | (#60423) TREADWELL 138kV. | Concho | WEST | 2029-02-23 | SOL | PV | 142.51 |  | No
28INR0359 | Cherry Sage Storage 1 SLF | Planned | Cherry Sage Storage 1 LLC | (#60423) TREADWELL 138kV. | Concho | WEST | 2029-02-23 | OTH | BA | 150.28 |  | No
24INR0333 | Chisme Solar | Planned | Blue Heron Solar, LLC | Tap 345 kV 1444 BROWN SWITCH - 3424 BUCKHORN SWITCH | Brown | NORTH | 2027-04-13 | SOL | PV | 147 |  | Yes
24INR0331 | Chisme Storage | Planned | Blue Heron Solar, LLC | Tap 345 kV 1444 BROWN SWITCH - 3424 BUCKHORN SWITCH | Brown | NORTH | 2027-04-13 | OTH | BA | 146 |  | Yes
27INR0150 | Cielo Vista Solar | Planned | Cielo Vista Solar, LLC | Tap 345kV Bus #5901 Miguel5 - Bus #80079 Cruce7A Ckt 1 | Duval | SOUTH | 2028-06-30 | SOL | PV | 503.34 |  | No
29INR0115 | Cielo Vista Storage | Planned | Cielo Vista Storage, LLC | Tap 345kV Bus #5901 Miguel5 - Bus #80079 Cruce7A Ckt 1 | Duval | SOUTH | 2028-06-30 | OTH | BA | 310.8 |  | No
26INR0238 | Clapton Solar | Planned | Clapton Solar | Tap 345 kV 3424 Buckhorn Switch - 1444 Brown Switch | Mills | NORTH | 2028-08-09 | SOL | PV | 200.99 |  | No
26INR0430 | Clapton Storage | Planned | Clapton BESS | Tap 345 kV 3424 Buckhorn Switch - 1444 Brown Switch | Mills | NORTH | 2028-08-09 | OTH | BA | 208.91 |  | No
26INR0290 | Cold Creek Solar 2 | Planned | Cold Creek Solar LLC | Tap 345kV line Big Hill (#76003) - Twin Buttes (#76009) | Schleicher | WEST | 2028-05-28 | SOL | PV | 445.41 | 2025-04-23 | No
26INR0291 | Cold Creek Storage 2 | Planned | Cold Creek Solar LLC | Tap 345kV line Big Hill (#76003) - Twin Buttes (#76009) | Schleicher | WEST | 2028-05-28 | OTH | BA | 174.24 | 2025-04-23 | No
25INR0174 | Concho Pearl Solar | Planned | Concho Pearl Solar, LLC | Tap 345kV 76009 Twin Buttes - 7077 Amos Creek | Concho | WEST | 2027-10-14 | SOL | PV | 171.9 | 2024-07-22 | No
25INR0175 | Concho Pearl Storage | Planned | Concho Pearl Solar, LLC | Tap 345kV 76009 Twin Buttes - 7077 Amos Creek | Concho | WEST | 2027-10-14 | OTH | BA | 162.4 | 2024-07-22 | No
25INR0853 | Copper Canyon BESS | Planned | Lightsource Renewable Energy US LLC | Tap 138kV 60008 TRIBUTE4A - 6442 REDCREEK4A | Tom Green | WEST | 2029-12-22 | OTH | BA | 200.95 |  | No
29INR0231 | Copper Canyon Solar | Planned | Lightsource Renewable Energy US LLC | Tap 138kV 6473 BENFICKL4A - 6442 REDCREEK4A | Tom Green | WEST | 2029-12-21 | SOL | PV | 200.95 |  | No
22INR0257 | Corazon Solar Phase II | Planned | BAYWA R.E. SOLAR PROJECTS | 80219 Lobo 345kV | Webb | SOUTH | 2028-06-01 | SOL | PV | 203.9 | 2020-08-04 | No
| Corazon Storage | Operational |  | 80219 Lobo Substation 345kV | Webb | SOUTH |  | OTH | BA | 204.8
26INR0600 | Crocus Solar | Planned | Crocus Solar, LLC | Tap 138 kV Gunsolas Creek Sub (1660) – Breckenridge Tap (1613) | Stephens | NORTH | 2028-07-01 | SOL | PV | 102 |  | No
26INR0601 | Crocus Storage | Planned | Crocus Solar, LLC | Tap 138 kV Gunsolas Creek Sub (1660) – Breckenridge Tap (1613) | Stephens | NORTH | 2028-07-01 | OTH | BA | 51 |  | No
25INR0473 | Crowded Star I BESS | Planned | Jones City Solar II, LLC | 68014 Open Sky | Jones | WEST | 2027-07-09 | OTH | BA | 202.69 | 2025-12-01 | No
20INR0241 | Crowded Star Solar | Planned | Jones City Solar, LLC | tap 345kV 68001 Claytonville – 68004 Phantom Hill c2 (New Substation: Open Sky 68014) | Jones | WEST | 2026-07-08 | SOL | PV | 218.79 | 2023-07-27 | Yes
22INR0274 | Crowded Star Solar II | Planned | Jones City Solar II, LLC | tap 345kV 68001 Claytonville – 68004 Phantom Hill c2 (New Substation: Open Sky 68014) | Jones | WEST | 2026-05-29 | SOL | PV | 189.5 | 2023-07-27 | Yes
27INR0077 | Cuchillas BESS | Planned | Gransolar Texas Two | 80219 Lobo 345kV | Webb | SOUTH | 2028-12-15 | OTH | BA | 306.94 |  | No
24INR0059 | Cuchillas Solar | Planned | Gransolar Texas Two, LLC | 80219 Lobo 345kV | Webb | SOUTH | 2028-12-15 | SOL | PV | 305.6 | 2023-06-20 | Yes
26INR0603 | Damia Solar | Planned | Damia Solar, LLC | Tap 138kV 6317 Cisco - 3545 MTNBRANCH_8 | Eastland | NORTH | 2028-07-01 | SOL | PV | 306 |  | No
26INR0602 | Damia Storage | Planned | Damia Solar, LLC | Tap 138kV 6317 Cisco - 3545 MTNBRANCH_8 | Eastland | NORTH | 2028-07-01 | OTH | BA | 153 |  | No
27INR0050 | Darkwood BESS | Planned | Mustang Creek Solar, LLC | Tap 345KV 1900 Comanche Peak - 1440 Comanche Switch | Comanche | NORTH | 2027-09-20 | OTH | BA | 150.5 |  | No
27INR0049 | Darkwood Solar | Planned | Mustang Creek Solar, LLC | Tap 345KV 1900 Comanche Peak to 1440 Comanche SS | Comanche | NORTH | 2027-09-20 | SOL | PV | 150.76 |  | No
25INR0129 | Demeter Solar | Planned | Demeter Solar, LLC | Tap 138kV 7224 LULING - 7216 LOCKHART | Caldwell | SOUTH | 2029-06-01 | SOL | PV | 88 |  | No
25INR0130 | Demeter Storage | Planned | Demeter Solar, LLC | Tap 138kV 7224 LULING - 7216 Lockhart | Caldwell | SOUTH | 2029-06-01 | OTH | BA | 65 |  | No
26INR0523 | Demeter Storage 2 | Planned | Demeter Solar, LLC | Tap 138kV 7224 LULING - 7216 Lockhart | Caldwell | SOUTH | 2029-06-01 | OTH | BA | 138 |  | No
26INR0632 | Dempsey Solar SLF | Planned | Dempsey Solar LLC | Tap 138 KV Ridge (#37)-Robertson (#32) line; BEPC | Leon | NORTH | 2028-09-08 | SOL | PV | 245.34 |  | No
28INR0238 | Dempsey Storage SLF | Planned | Dempsey Storage LLC | Tap the 138 KV Ridge (#37)-Robertson (#32) line; BEPC | Leon | NORTH | 2028-09-08 | OTH | BA | 0 |  | No
27INR0414 | Diamond Sage BESS 1 | Planned | DGC Renewables, LLC | tap 345kV 80219 LOBO7A - 5709 FOWLERTONSW5 CKT2 | Webb | SOUTH | 2028-10-01 | OTH | BA | 100.14 |  | No
27INR0444 | Diamond Sage BESS 2 | Planned | DGC Renewables, LLC | Tap 345kV LOBO7A (80219) - FOWLERTONSW5 (5709) | Webb | SOUTH | 2028-10-01 | OTH | BA | 100.14 |  | No
27INR0390 | Diamond Sage Solar 1 | Planned | DGC Renewables, LLC | tap 345kV 80219 LOBO7A - 5709 FOWLER TONSW5 CKT2 | Webb | SOUTH | 2028-10-01 | SOL | PV | 213.96 |  | No
27INR0395 | Diamond Sage Solar 2 | Planned | DGC Renewables, LLC | Tap 345kV LOBO7A (80219) - FOWLERTONSW5 (5709) | Webb | SOUTH | 2028-10-01 | SOL | PV | 213.96 |  | No
26INR0176 | Dionysus Solar | Planned | Dionysus Solar, LLC | Tap 138kV 6733 Mustang Prairie - 6732 Latexo | Houston | NORTH | 2027-03-11 | SOL | PV | 153.26 |  | No
26INR0177 | Dionysus Storage | Planned | Dionysus Solar, LLC | Tap 138kV 6733 Mustang Prairie - 6732 Latexo | Houston | NORTH | 2027-03-11 | OTH | BA | 77.28 |  | No
26INR0146 | DMF Sagerton Solar SLF | Planned | Double Mountain Fork LLC | Tap 138kV 6158 Aspermont – 6161 Paint Creek | Haskell | WEST | 2028-12-15 | SOL | PV | 125.5 |  | No
26INR0148 | DMF Sagerton Storage SLF | Planned | Double Mountain Fork LLC | Tap 138kV 6158 Aspermont – 6161 Paint Creek | Haskell | WEST | 2028-12-15 | OTH | BA | 0 |  | No
27INR0292 | Donelson Solar SLF | Planned | Donelson Solar | Tap the 69 kV Bagwell (#1785) - Clarksville (#11784) line, ONCOR | Red River | NORTH | 2028-10-17 | SOL | PV | 75.44 |  | No
27INR0293 | Donelson Storage SLF | Planned | Donelson Storage | Tap the 69 kV Bagwell (#1785) - Clarksville (#11784) line, ONCOR | Red River | NORTH | 2028-10-17 | OTH | BA | 0 |  | No
26INR0442 | Donna BESS | Planned | Donna Solar LLC | Tap 345 kV 80137 Stewart Road - 8383 North Edinburg | Hidalgo | SOUTH | 2029-02-22 | OTH | BA | 53.91 |  | No
27INR0205 | Donna Solar | Planned | Donna Solar LLC | Tap 345 kV (80137) Stewart Road - (8383) North Edinburg CKT ID#01 | Hidalgo | SOUTH | 2029-02-22 | SOL | PV | 168.13 |  | No
24INR0196 | Dori BQ BESS | Planned | Sunnyside Energy LLC | 138kV line Holmes (#47210) - Garden Villas (#42680); CNP | Harris | HOUSTON | 2027-08-30 | OTH | BA | 154 | 2023-05-31 | No
23INR0040 | Dori BQ Solar | Planned | Sunnyside Energy, LLC | tap 138kV 47210 Holmes – 42680 Garden Villas | Harris | HOUSTON | 2027-08-30 | SOL | PV | 50.42 | 2022-12-01 | No
27INR0248 | Double A Solar SLF | Planned | Double A Solar, LLC | Tap 69kV 5678 Schroeder - 5675 Big Oak | Goliad | SOUTH | 2027-05-31 | SOL | PV | 132.6 |  | No
27INR0257 | Double A Storage SLF | Planned | Double A Storage, LLC | Tap 69kV 5678 Schroeder - 5675 Big Oak | Goliad | SOUTH | 2027-05-31 | OTH | BA | 0 |  | No
26INR0454 | Dove Creek Solar | Planned | Dove Creek Solar, LLC | Tap at Big Hill - Twin Buttes 345 kV line (76003 / 76009) | Tom Green | WEST | 2028-07-01 | SOL | PV | 163.6 |  | No
26INR0455 | Dove Creek Storage | Planned | Dove Creek Solar, LLC | Tap at Big Hill - Twin Buttes 345 kV line (76003 / 76009) | Tom Green | WEST | 2028-07-01 | OTH | BA | 162.5 |  | No
24INR0094 | Dovetail Solar 1 | Planned | Hecate Energy Dovetail Solar 1 LLC | Tap 345 KV 1421 Willow Creek - 60515 Clear Crossing Ckt 2 | Jack | NORTH | 2027-04-15 | SOL | PV | 666.1 |  | No
24INR0095 | Dovetail Solar 2 | Planned | Hecate Energy Dovetail Solar 2 LLC | Tap 345 KV 1421 Willow Creek - 60515 Clear Crossing | Jack | NORTH | 2029-04-20 | SOL | PV | 666.1 |  | No
24INR0097 | Dovetail Solar 3 | Planned | Hecate Energy Dovetail Solar Holdings LLC | Tap 345kV 1421 Willow Creek – 11523 THOMPRIC | Jack | NORTH | 2029-04-20 | SOL | PV | 666.1 |  | No
24INR0098 | Dovetail Storage | Planned | Hecate Energy Dovetail Storage LLC | Tap 345 KV 1421 Willow Creek-60515 Clear Crossing CKT#2 | Jack | NORTH | 2027-04-15 | OTH | BA | 508.7 |  | No
22INR0237 | Dragan Solar | Planned | Hecate Comanche Solar LLC | 1440 Comanche 345kV | Comanche | NORTH | 2027-09-15 | SOL | PV | 411 |  | No
22INR0400 | Dragan Storage | Planned | Hecate Grid Dragan Storage LLC | 1440 Comanche 345kV | Comanche | NORTH | 2026-02-28 | OTH | BA | 408.3 |  | No
26INR0250 | Duffy BESS | Planned | Duffy Energy Storage LLC | Tap 345kV WAP to STP CKT39 (PTI# 5915-44000 CKT 39) | Matagorda | COASTAL | 2026-12-31 | OTH | BA | 241.05 | 2025-07-28 | Yes
23INR0057 | Duffy Solar | Planned | VDA Solar Texas 1 LLC | Tap 345kV WAP to STP CKT39 (PTI# 5915-44000 CKT 39) | Matagorda | COASTAL | 2027-12-31 | SOL | PV | 502.46 | 2023-04-12 | Yes
24INR0137 | Eagle Springs Solar | Planned | Eagle Springs Solar, LLC | Tap Lake Creek Substation (#6835) – Enloe Switching station (#6834) 138 kV Line | Delta | NORTH | 2026-12-31 | SOL | PV | 77.21 | 2024-04-17 | Yes
24INR0136 | Eagle Springs Storage | Planned | Eagle Springs BESS LLC | Tap Lake Creek Substation (#6835) – Enloe Switching station (#6834) 138 kV Line | Delta | NORTH | 2026-12-31 | OTH | BA | 33.14 | 2024-04-17 | Yes
25INR0266 | East Blackland Battery Storage SLF | Planned | DERIVA ENERGY STORAGE, LLC | 7337 Kimbro 138kV | Travis | SOUTH | 2028-05-27 | OTH | BA | 75 |  | No
| East Blackland Solar | Operational |  | tap 138kV 7336 Gillie - 3650 Elgin | Travis | SOUTH |  | SOL | PV | 144
24INR0061 | Eighteenmile Solar SLF | Planned | Weser Solar, LLC | Tap 138kV 5730 Four Corners - 5728 Choate | Goliad | SOUTH | 2026-12-01 | SOL | PV | 153.06 |  | No
24INR0062 | Eighteenmile Storage SLF | Planned | Weser Solar, LLC | Tap 5730 Four Corners to 5728 Choate 138 kV | Goliad | SOUTH | 2026-12-01 | OTH | BA | 0 |  | No
25INR0321 | El Molino Solar SLF | Planned | El Molino Solar, LLC | Tap 138kV 80439 LaQuinta - 8297 Bruni 8297 | Webb | SOUTH | 2027-09-01 | SOL | PV | 201.32 |  | No
25INR0322 | El Molino Storage SLF | Planned | El Molino Solar, LLC | Tap 138kV 80439 LaQuinta - 8297 Bruni 8297 | Webb | SOUTH | 2027-09-01 | OTH | BA | 0 |  | No
24INR0338 | Eldora BESS | Planned | Eldora Energy LLC | 345 kV South Texas Project (Bus# 5915) – Hillje (Bus# 44200) Transmission Line Ckt 1 | Matagorda | COASTAL | 2028-07-02 | OTH | BA | 201.31 | 2023-11-15 | Yes
24INR0337 | Eldora Solar | Planned | Eldora Energy LLC | Tap 345 kV 5915 South Texas Project – 44200 Hillje Ckt 1 | Matagorda | COASTAL | 2028-07-02 | SOL | PV | 200.94 | 2023-11-15 | Yes
26INR0130 | Elm Flats Solar SLF | Planned | Orca Falls Solar, LLC | Tap 138kV 3472 BRIAR_CRK_8 – 3467 POWELL1_8 | Navarro | NORTH | 2027-09-30 | SOL | PV | 125.58 |  | No
26INR0131 | Elm Flats Storage SLF | Planned | Orca Falls Solar, LLC | Tap 138kV 3472 BRIAR_CRK_8 – 3467 POWELL1_8 | Navarro | NORTH | 2027-09-30 | OTH | BA | 0 |  | No
27INR0531 | Erika BESS | Planned | Erika Solar, LLC | Tap 345kV ELKTON 5 (#3105 ) to Tricrn1 5 (#2432) | Kaufman | NORTH | 2029-07-01 | OTH | BA | 100 |  | No
24INR0303 | Erika Solar | Planned | Erika Solar, LLC | Tap 345kV ELKTON 5 (#3105 ) to Tricrn1 5 (#2432) | Kaufman | NORTH | 2027-06-30 | SOL | PV | 200.5 | 2023-10-12 | Yes
20INR0091 | Fagus Solar Park 1 SLF | Planned | Excel Advantage Services, LLC dba Misae Solar Park II | 60501 Tesla 345kV | Childress | PANHANDLE | 2026-01-14 | SOL | PV | 166.42 | 2019-02-21 | Yes | 2025-05-29 | 2025-08-04
25INR0672 | Fagus Solar Park 2 SLF | Planned | Excel Advantage Services, LLC dba Misae Solar Park II | 60501 Tesla 345 kV | Childress | PANHANDLE | 2026-03-15 | SOL | PV | 166.57 | 2019-02-21 | Yes | 2025-05-29 | 2025-07-07
26INR0524 | Fagus Solar Park 3 SLF | Planned | Greenalia Solar Power Misae III, LLC | 60501 Tesla 345 kV | Childress | PANHANDLE | 2027-05-19 | SOL | PV | 169.59 | 2019-02-21 | Yes
25INR0515 | Fagus Storage SLF | Planned | Greenalia Energy Storage MISAE II LLC | 60501 Tesla 345kV | Childress | PANHANDLE | 2026-09-01 | OTH | BA | 0 |  | No
29INR0169 | Falcon BESS | Planned | Falcon Energy Project, LLC | Tap 345kV #80225 CENIZO to #80307 DEL SOL | Zapata | SOUTH | 2028-06-24 | OTH | BA | 516.72 |  | No
28INR0317 | Falcon Solar | Planned | Falcon Energy Project, LLC | Tap 345kV #80225 Cenizo7C to #80307 Del Sol7C | Zapata | SOUTH | 2028-06-24 | SOL | PV | 501.96 |  | No
28INR0147 | Fallstone Solar SLF | Planned | Fallstone Solar, LLC | Tap 69kV 3588 Groesbeck - 3637 Otto Junction | Falls | NORTH | 2028-09-21 | SOL | PV | 60.55 |  | No
28INR0149 | Fallstone Storage SLF | Planned | Fallstone Solar, LLC | Tap 69kV 3588 Groesbeck - 3637 Otto Junction | Falls | NORTH | 2028-09-21 | OTH | BA | 0 |  | No
27INR0007 | Felix East Solar | Planned | Felix 1, LLC | The 345 kV Riley Substation (#6101); AEP | Wilbarger | WEST | 2028-12-31 | SOL | PV | 200.92 | 2025-02-21 | Yes
22INR0209 | Felix North Solar | Planned | Crescent Solar, LLC | 6101 Riley 345kV | Wilbarger | WEST | 2028-12-31 | SOL | PV | 200.98 | 2025-02-21 | Yes
27INR0009 | Felix Storage | Planned | Felix 1, LLC | The 345 kV Riley Substation (#6101); AEP | Wilbarger | WEST | 2027-07-31 | OTH | BA | 100.54 |  | No
27INR0012 | Felix West Solar | Planned | Felix 1, LLC | 6101 Riley 345 kV | Wilbarger | WEST | 2028-12-31 | SOL | PV | 200.95 | 2025-02-21 | Yes
28INR0048 | Findley BESS | Planned | Gransolar Texas Sixteen, LLC | Tap 69kV #107 Prairie Hill - #99 Ben Hur | Limestone | NORTH | 2028-01-01 | OTH | BA | 51.74 |  | No
25INR0021 | Findley Solar | Planned | Gransolar Texas Sixteen, LLC | Tap 69kV #107 Prairie Hill - #99 Ben Hur | Limestone | NORTH | 2028-01-01 | SOL | PV | 50.34 |  | No
29INR0085 | Firefly Fields Solar | Planned | Firefly Fields Energy Center LLC | Tap 138 kV <57640> <Rock Island> - <7258> <Glidden> | Colorado | SOUTH | 2028-09-30 | SOL | PV | 100.52 |  | No
29INR0123 | Firefly Fields Storage | Planned | Firefly Fields Energy Center LLC | Tap 138 kV 57640 Rock Island to 7258 Glidden | Colorado | SOUTH | 2028-09-30 | OTH | BA | 156.52 |  | No
28INR0202 | Fluvanna Max BESS SLF | Planned | Fluvanna Max Solar LLC | 11305 DERMOTT 345 kV | Scurry | WEST | 2029-09-14 | OTH | BA | 51.8 |  | No
29INR0077 | Fluvanna Max Solar SLF | Planned | Fluvanna Max Solar LLC | 11305 DERMOTT 345 kV | Scurry | WEST | 2029-09-14 | SOL | PV | 152.7 |  | No
27INR0274 | Flying Kite Bess | Planned | Flying Kite BESS, LLC | Tap the 138 kV La Pryor (#8008) - Poblano (#8009) | Zavala | SOUTH | 2027-12-30 | OTH | BA | 104.93 |  | No
25INR0304 | Flying Kite Solar | Planned | FLYING KITE SOLAR LLC | Tap the 138 kV La Pryor (#8008) - Poblano (#8009) | Zavala | SOUTH | 2027-12-30 | SOL | PV | 80.38 | 2024-10-02 | No
24INR0341 | Forts Trail BESS | Planned | JC Central Bluff, LLC | 11406 Central Bluff Switch 345kV | Taylor | WEST | 2028-07-25 | OTH | BA | 208.82 |  | No
24INR0488 | Forts Trail BESS 2 | Planned | JC Central Bluff, LLC | 11406 Central Bluff Switch 345 kV | Taylor | WEST | 2028-07-25 | OTH | BA | 205.54 |  | No
24INR0308 | Forts Trail Solar | Planned | JC Central Bluff, LLC | 11406 Central Bluff Switch 345kV | Taylor | WEST | 2028-07-25 | SOL | PV | 200.81 |  | No
| Frye Solar | Operational |  | Kress sub KRSSW 23913 345 kV | Swisher | PANHANDLE |  | SOL | PV | 502
22INR0402 | Frye Storage | Planned | Hecate Energy Frye Storage LLC | new 345kV sub Kress connecting both 23912 Ogallala - 23914 Tule Canyon circuits | Swisher | PANHANDLE | 2028-12-01 | OTH | BA | 503.85 |  | No
24INR0141 | Gaia Solar | Planned | Gaia Solar, LLC | Tap 138kV 3127 Trinidad SES - 3454 Montfort Switch | Navarro | NORTH | 2026-05-01 | SOL | PV | 144.02 | 2023-11-08 | Yes | 2025-12-18 | 2026-01-08
24INR0140 | Gaia Storage | Planned | Gaia Solar, LLC | Tap 138kV 3127 Trinidad SES - 3454 Montfort Switch | Navarro | NORTH | 2026-05-01 | OTH | BA | 78.81 | 2023-11-08 | Yes | 2025-12-18 | 2026-01-08
28INR0355 | Galaxy I Solar | Planned | Galaxy Solar, LLC | Stainback Switch (bus #2217) - Elrod Switch (bus #3159) | Ellis | NORTH | 2028-10-30 | SOL | PV | 99.42 |  | No
27INR0219 | Galaxy Solar | Planned | Galaxy Solar, LLC | Stainback Switch (bus #2217) - Elrod Switch (bus #3159) | Ellis | NORTH | 2028-10-30 | SOL | PV | 177.32 |  | No
27INR0220 | Galaxy Storage | Planned | Galaxy Solar, LLC | Stainback Switch (bus #2217) - Elrod Switch (bus #3159) | Ellis | NORTH | 2028-10-30 | OTH | BA | 155 |  | No
24INR0206 | Glasgow Solar | Planned | Glasgow Solar LLC | Tap 345kV #2466 Big Onion - #68091 Navarro | Navarro | NORTH | 2027-03-16 | SOL | PV | 203.5 | 2023-11-08 | Yes
24INR0207 | Glasgow Storage | Planned | Glasgow Solar LLC | Tap 345kV #2466 Big Onion - #68091 Navarro | Navarro | NORTH | 2027-03-16 | OTH | BA | 101 | 2023-11-08 | Yes
24INR0368 | Glory Bee Solar | Planned | Riley Solar LLC | Tap 345kV 1440 Comanche Switch - 1900 Comanche Peak | Erath | NORTH | 2026-04-14 | SOL | PV | 305 |  | No
24INR0369 | Glory Bee Storage | Planned | Riley Solar LLC | Tap 345kV 1440 Comanche Switch - 1900 Comanche Peak | Erath | NORTH | 2026-04-14 | OTH | BA | 101 |  | No
26INR0253 | Goldfinch Solar | Planned | BT DJ4M Solar, LLC | Tap Connection Bus 2485 Poetry Switch – 3223 Shamburger Switch | Van Zandt | NORTH | 2029-03-31 | SOL | PV | 150.77 |  | No
26INR0254 | Goldfinch Storage | Planned | BT DJ4M Solar, LLC | Tap Connection Bus 2485 Poetry Switch – 3223 Shamburger Switch | Van Zandt | NORTH | 2028-03-18 | OTH | BA | 100.44 |  | No
28INR0227 | GPlains Solar | Planned | Gypsum Plains Solar, LLC | Tap 138kV #1013 WOLFSS_8 - #1103 SANDHLTA_8 | Ector | WEST | 2029-06-21 | SOL | PV | 151.29 |  | No
28INR0228 | GPlains Storage | Planned | Gypsum Plains Solar, LLC | Tap 138kV WOLFSS_8 (1013) - SANDHLTA_8 (1103) | Ector | WEST | 2029-06-21 | OTH | BA | 51.27 |  | No
19INR0002 | Grandfalls Solar | Planned | King Mountain Solar, LLC | 842 King Mountain Station 345kV | Upton | WEST | 2027-07-01 | SOL | PV | 175.6 | 2025-01-23 | Yes
21INR0262 | Grandfalls Storage SLF | Planned | King Mountain Storage LLC | tap 345kV 11028 Odessa - 76000 North McCamey | Upton | WEST | 2027-07-01 | OTH | BA | 0 |  | No
28INR0180 | Green Ocelot Solar | Planned | Ocelot Solar LLC | Tap 345kV 80076 Ajo - 8601 Cebolla | Kenedy | COASTAL | 2028-11-17 | SOL | PV | 357 |  | No
28INR0189 | Green Ocelot Storage | Planned | Ocelot Solar LLC | Tap 345kV 80076 Ajo 80076 - 8601 Cebolla | Kenedy | COASTAL | 2028-11-17 | OTH | BA | 178.5 |  | No
22INR0596 | Grizzly Ridge BESS SLF | Planned | Grizzly Ridge Solar LLC | Pottsville Switching Substation (Bus# 178) | Hamilton | NORTH | 2026-07-01 | OTH | BA | 0 | 2021-10-18 | Yes | 2023-02-10
| Grizzly Ridge Solar | Operational |  | 69kV 178 Pottsville | Hamilton | NORTH |  | SOL | PV | 101.68
27INR0492 | Gulf Gateway Solar One | Planned | Gulf Gateway Solar, LLC | 88249 SDI7A 345kV | San Patricio | COASTAL | 2027-06-24 | SOL | PV | 301.4 |  | No
27INR0556 | Gulf Gateway Storage One | Planned | Gulf Gateway Storage, LLC | 88249 SDI7A 345kV | San Patricio | COASTAL | 2027-06-24 | OTH | BA | 301.4 |  | No
28INR0448 | Gulf Prairie BESS | Planned | Gulf Prairie Energy LLC | (CEHESub) looped either 1) on 138 kV circuit 82 between RIWOOD (#43150) and Angleton (#42110), or 2) on 345 kV circuit 18 between DOW (#42500) and Huizache (#46640) | Brazoria | COASTAL | 2028-12-01 | OTH | BA | 207.78 |  | No
27INR0449 | Gulf Prairie Solar | Planned | Gulf Prairie Energy LLC | (CEHESub) looped either 1) on 138 kV circuit 82 between RIWOOD (#43150) and Angleton (#42110), or 2) on 345 kV circuit 18 between DOW (#42500) and Huizache (#46640) | Brazoria | COASTAL | 2028-12-01 | SOL | PV | 202.17 |  | No
28INR0205 | Gypsum Plains Solar | Planned | Gypsum Plains Solar, LLC | Tap 345kv line Wolf BUS# 11010 - Reiter BUS#18544 | Ector | WEST | 2029-06-21 | SOL | PV | 503.12 |  | No
28INR0217 | Gypsum Plains Storage | Planned | Gypsum Plains Solar, LLC | Tap 345kv 11010 Wolf - 18544 Reiter | Ector | WEST | 2029-06-21 | OTH | BA | 211.14 |  | No
27INR0362 | Hamlet Solar SLF | Planned | Hamlet Solar, LLC | Tap 138kV #5895 PEARSALL - #5827 MOORE | Frio | SOUTH | 2029-09-04 | SOL | PV | 201 |  | No
27INR0363 | Hamlet Storage SLF | Planned | Hamlet Solar, LLC | Tap 138kV #5895 PEARSALL -#5827 MOORE | Frio | SOUTH | 2029-09-04 | OTH | BA | 201 |  | No
25INR0442 | Happy Dog Storage | Planned | Rosula Solar LLC | Tap 345kV 3704 Hog Creek Switch – 3687 Bell County East Switch | Milam | SOUTH | 2027-04-13 | OTH | BA | 104.52 | 2024-12-16 | No
25INR0382 | HappyDogSolar | Planned | Rosula Solar LLC | Tap 345kV 3704 Hog Creek Switch – 3687 Bell County East Switch | Milam | SOUTH | 2027-04-13 | SOL | PV | 85.54 | 2024-12-16 | No
23INR0008 | Harley Hand Solar | Planned | HECTATE ENERGY HARLEY HAND SOLAR LLC | 11420 Sweetwater East 345kV | Nolan | WEST | 2029-04-07 | SOL | PV | 505.5 |  | No
23INR0214 | Harley Hand Storage | Planned | Hecate Energy Harley Hand Solar LLC | 11420 Sweetwater East 345kV | Nolan | WEST | 2029-04-07 | OTH | BA | 503.4 |  | No
25INR0270 | Harryoung Solar | Planned | Gransolar Texas Four LLC | Tap 8319 Rio Hondo - SOUTH SANTA ROSA: 8359, 138kV | Cameron | COASTAL | 2028-05-15 | SOL | PV | 190.01 |  | No
25INR0552 | HarryoungBESS | Planned | Gransolar Texas Four LLC | 8319 Rio Hondo sub 138kV | Cameron | COASTAL | 2028-05-15 | OTH | BA | 190.01 |  | No
25INR0220 | Hector Solar | Planned | Hector Solar, LLC | Haney (213) - Hubbard_8 (3515) 138kV Line | Navarro | NORTH | 2027-12-31 | SOL | PV | 81.59 |  | No
25INR0221 | Hector Storage | Planned | Hector Solar, LLC | Haney (213) - Hubbard_8 (3515) 138kV Line | Navarro | NORTH | 2027-12-31 | OTH | BA | 42.69 |  | No
23INR0344 | Hermes Solar | Planned | Bell 1 Solar, LLC | Tap 345kV 3687 Bell County East Switch - 39950 TNP One Plant Ckt 2 | Bell | NORTH | 2026-04-17 | SOL | PV | 100.36 | 2023-11-08 | Yes
24INR0365 | Hermes Storage | Planned | Bell 1 Storage LLC | Tap 345kV 3687 Bell County East Switch - 39950 TNP One Plant Ckt 2 | Bell | NORTH | 2026-07-07 | OTH | BA | 100.42 | 2023-11-08 | Yes
24INR0249 | Hickerson BESS | Planned | Hickerson BESS | tap 345kV 68091 Navarro - 68040 Kopperl | Bosque | NORTH | 2027-07-01 | OTH | BA | 0 |  | No
21INR0359 | Hickerson Solar | Planned | Hickerson Solar | tap 345kV 68091 Navarro - 68040 Kopperl | Bosque | NORTH | 2025-12-31 | SOL | PV | 311.1 | 2023-12-18 | Yes | 2025-08-25 | 2025-08-28
24INR0124 | High Noon Solar | Planned | High Noon Solar Project, LLC | Tap 138kV 445 Yates - 444 Covington | Hill | NORTH | 2028-05-09 | SOL | PV | 182 | 2024-05-03 | Yes
24INR0126 | High Noon Storage | Planned | High Noon Solar Project, LLC | Tap 138kV 445 Yates - 444 Covington | Hill | NORTH | 2028-05-09 | OTH | BA | 94 | 2024-05-08 | Yes
23INR0228 | Hiru Solar | Planned | Hecate Energy Hazel LLC | Tap 345kV 6111 Riley - 1730 West Krum ckt 1 | Clay | WEST | 2029-04-01 | SOL | PV | 603.7 |  | No
24INR0444 | Hiru Storage | Planned | Hecate Energy Hazel LLC | Tap 345kV 6111 Riley - 1730 West Krum ckt 1 | Clay | WEST | 2029-04-01 | OTH | BA | 503.6 |  | No
28INR0246 | Hittson Creek BESS | Planned | 174 Power Global Properties | Tapping the two 345 kV Lines: Sam Line Reactor (Bus# 68005) - Reata (Bus# 68051) and Latimer (Bus# 68008) - Reata (Bus# 68051). | Callahan | WEST | 2028-12-15 | OTH | BA | 205.38 |  | No
28INR0245 | Hittson Creek Solar | Planned | 174 Power Global Properties | Tapping the two 345 kV Lines: Sam Line Reactor (Bus# 68005) - Reata (Bus# 68051) and Latimer (Bus# 68008) - Reata (Bus# 68051). | Callahan | WEST | 2028-12-15 | SOL | PV | 402.93 |  | No
24INR0422 | Hollow Branch Creek Solar | Planned | Hollow Branch Creek Solar LLC | Tap 345kV 3390 Jewett - 44645 Singleton | Leon | NORTH | 2027-12-31 | SOL | PV | 460 | 2024-10-22 | Yes
24INR0423 | Hollow Branch Creek Storage | Planned | Hollow Branch Creek Solar LLC | Jewett – Singleton 345 kV [PTI Bus # 3390 – 44645] | Leon | NORTH | 2027-12-31 | OTH | BA | 460 |  | No
21INR0430 | Holstein 2 Energy Storage | Planned | 229HD 8me LLC | 11406 Central Bluff 345kV | Nolan | WEST | 2027-05-01 | OTH | BA | 102.42 |  | No
19INR0026 | Holstein 2 Solar | Planned | 229HD 8me LLC | 11406 Central Bluff 345kV | Nolan | WEST | 2028-04-03 | SOL | PV | 100.7 |  | No
27INR0301 | Hondo Arroyo Solar | Planned | Hondo Creek Solar, LLC | Tap 138 kV 5225 Hondo - 5813 Pearson | Medina | SOUTH | 2028-07-01 | SOL | PV | 60.4 |  | No
27INR0437 | Hondo Arroyo Storage | Planned | Hondo Creek Solar, LLC | Tap 138 kV 5225 Hondo - 5813 Pearson | Medina | SOUTH | 2028-07-01 | OTH | BA | 100.7 |  | No
22INR0559 | Honeycomb Solar SLF | Planned | Honeycomb Solar, LLC | 69 kV Tynan Substation (#8107) | Bee | SOUTH | 2026-07-09 | SOL | PV | 61.4 | 2023-05-01 | Yes
23INR0392 | Honeycomb Storage SLF | Planned | Honeycomb BESS, LLC | 69 kV Tynan Substation (#8107) | Bee | SOUTH | 2026-11-01 | OTH | BA | 0 | 2023-05-01 | Yes
24INR0473 | Hooper Solar | Planned | BT Brown Solar, LLC | Tap 138kV line between Lexington (Bus #7571) and Lyle Wolz (Bus #7567) | Lee | SOUTH | 2027-12-15 | SOL | PV | 50.48 |  | No
24INR0474 | Hooper Storage | Planned | BT Brown Solar, LLC | Tap 138kV line between Lexington (Bus #7571) and Lyle Wolz (Bus #7567) | Lee | SOUTH | 2027-12-15 | OTH | BA | 30.68 |  | No
25INR0282 | Hornet Solar II SLF | Planned | Hornet Solar II LLC | Ozark Trail Switch 345kV substation (Bus #23901) | Swisher | PANHANDLE | 2028-03-31 | SOL | PV | 208.95 | 2024-08-21 | Yes
25INR0283 | Hornet Storage II SLF | Planned | Hornet Storage II LLC | Ozark Trail Switch 345kV substation (Bus # 23901) | Swisher | PANHANDLE | 2028-03-31 | OTH | BA | 0 | 2024-08-21 | Yes
24INR0376 | Huisache BESS | Planned | Huisache Solar, LLC | Tapping the Elm Creek to Shaula circuit 1 | Wilson | SOUTH | 2029-06-30 | OTH | BA | 100.67 | 2025-08-12 | No
24INR0160 | Huisache Solar | Planned | Huisache Solar, LLC | Tapping the Elm Creek to Shaula circuit 1 | Wilson | SOUTH | 2029-06-30 | SOL | PV | 125.59 | 2025-08-12 | No
25INR0197 | Inadale BESS | Planned | Inadale BESS, LLC | Tap 345 kV TONKAWAW_5 (11048) – SCURCNTYS_5 (11318) Circuit #2 | Scurry | WEST | 2028-07-25 | OTH | BA | 287.16 |  | No
25INR0196 | Inadale Solar | Planned | Inadale Solar, LLC | Tap 345 kV TONKAWAW_5 (11048) – SCURCNTYS_5 (11318) Circuit #2 | Scurry | WEST | 2028-07-25 | SOL | PV | 281.03 |  | No
21INR0031 | Indigo Solar | Planned | Innovative Solar 245, LLC | tap 345 kV 68001 Claytonville – 68004 Phantom Hill Circuit 2 | Fisher | WEST | 2026-08-17 | SOL | PV | 150 | 2020-09-15 | Yes
25INR0547 | Indigo solar 2 | Planned | Indigo Solar 2 | Tap 345KV 68001 Clayton 345KV -68000 WShack Ckt 2 | Fisher | WEST | 2027-07-15 | SOL | PV | 180 |  | No
24INR0496 | Indigo Storage | Planned | Innovative Solar 245, LLC | tap 345 kV 68001 Claytonville – 68004 Phantom Hill Circuit 2 | Fisher | WEST | 2027-09-17 | OTH | BA | 60 |  | No
25INR0528 | Indigo Storage 2 | Planned | Innovative Solar 245, LLC | tap 345 kV 68001 Claytonville – 68004 Phantom Hill Circuit 2 | Fisher | WEST | 2027-09-17 | OTH | BA | 60 |  | No
25INR0529 | Indigo Storage 3 | Planned | Innovative Solar 245, LLC | tap 345 kV 68001 Claytonville – 68004 Phantom Hill Circuit 2 | Fisher | WEST | 2027-09-17 | OTH | BA | 60 |  | No
25INR0530 | Indigo Storage 4 | Planned | Innovative Solar 245, LLC | tap 345 kV 68001 Claytonville – 68004 Phantom Hill Circuit 2 | Fisher | WEST | 2027-09-17 | OTH | BA | 60 |  | No
28INR0305 | Iron Cowboy Solar | Planned | Vaquero II Solar, LLC | Bus #8920 Haisley 4A 138 kV | San Patricio | COASTAL | 2028-12-29 | SOL | PV | 120.69 |  | No
28INR0306 | Iron Cowboy Storage | Planned | Vaquero II Storage, LLC | Bus #8920 Haisley 4A 138 kV | San Patricio | COASTAL | 2028-12-29 | OTH | BA | 63.27 |  | No
| Jaguar BESS_1 | Operational |  | Tap 345kV 13405 Tradinghouse SES - 68090 Sam Switch | McLennan | NORTH |  | OTH | BA | 157.1
24INR0038 | Jaguar Solar | Planned | PP Jaguar Solar LLC | Tap 345kV 13405 Tradinghouse SES - 68090 Sam Switch | McLennan | NORTH | 2027-12-11 | SOL | PV | 300.87 | 2022-09-12 | Yes
27INR0097 | JUNIPERUS BESS | Planned | BLUE STONE RENEWABLE XXI LLC | TAP CASHSW_T5 (2464) -SULSP_SS1_5 (1697) | Hopkins | NORTH | 2029-07-09 | OTH | BA | 169.6 |  | No
26INR0304 | JUNIPERUSSS | Planned | BLUE STONE RENEWABLE XXI LLC | TAP CASHSW_T5 (2464) -SULSP_SS1_5 (1697) | Hopkins | NORTH | 2029-07-09 | SOL | PV | 80.33 |  | No
24INR0256 | Kennedy Solar | Planned | Kennedy Bypass Solar LLC | Tap 345kV 68040 Kopprl Capacitor Yard - 68091 Navarro | Navarro | NORTH | 2028-12-31 | SOL | PV | 101.5 |  | No
24INR0391 | Kennedy Storage | Planned | Kennedy Bypass Solar LLC | Tap 345kV 68040 Kopprl Capacitor Yard - 68091 Navarro | Navarro | NORTH | 2028-12-31 | OTH | BA | 25.3 |  | No
24INR0065 | Keys Hollow Solar Phase II SLF | Planned | Keys Hollow Solar, LLC | 345kV Tap 8164 Coleto Creek - 8673 RAPTOR7A | Goliad | SOUTH | 2028-03-10 | SOL | PV | 204.08 | 2024-10-29 | Yes
24INR0067 | KEYS HOLLOW SOLAR SLF | Planned | Keys Hollow Solar, LLC | TAP 345 KV LINE FROM COLETO 8164 - RAPTOR7A 8673 | Goliad | SOUTH | 2028-03-10 | SOL | PV | 204.08 | 2024-10-29 | Yes
24INR0066 | Keys Hollow Storage Phase II SLF | Planned | Keys Hollow Solar, LLC | 345kV Tap 8164 Coleto Creek - 8673 RAPTOR7A | Goliad | SOUTH | 2028-03-10 | OTH | BA | 0 | 2024-10-29 | Yes
24INR0068 | KEYS HOLLOW STORAGE SLF | Planned | Keys Hollow Solar, LLC | TAP 345 KV LINE FROM COLETO 8164 - RAPTOR7A 8673 | Goliad | SOUTH | 2028-03-10 | OTH | BA | 0 | 2024-10-29 | Yes
27INR0305 | Kurtz Solar SLF | Planned | Kurtz Solar, LLC | Tap 69kV #8206 Charlotte - #8607 Jourdanton | Atascosa | SOUTH | 2029-05-31 | SOL | PV | 101.9 |  | No
27INR0306 | Kurtz Storage SLF | Planned | Kurtz Storage, LLC | Tap 69kV #8206 Charlotte - #8607 Jourdanton | Atascosa | SOUTH | 2029-05-31 | OTH | BA | 0 |  | No
28INR0303 | Kuy Creek Solar 1 SLF | Planned | Kuy Creek Solar 1 LLC | Tap Coleto Creek (Bus # 8162) - Victoria (Bus# 8172) 138 kV CKT 1 | Goliad | SOUTH | 2029-03-20 | SOL | PV | 234.87 |  | No
28INR0304 | Kuy Creek Storage 1 SLF | Planned | Kuy Creek Storage 1 LLC | Tap - Coleto Creek (Bus # 8162) - Victoria (Bus# 8172) 138 kV CKT 1 | Goliad | SOUTH | 2029-03-20 | OTH | BA | 151.46 |  | No
27INR0380 | La Mancha Solar SLF | Planned | La Mancha Solar, LLC | Tap 69kV 5836 NBatesville - 5822 Leona | Zavala | SOUTH | 2028-10-10 | SOL | PV | 40.9 |  | No
27INR0381 | La Mancha Storage SLF | Planned | La Mancha Storage, LLC | Tap 69kV 5836 NBatesville - 5822 Leona | Zavala | SOUTH | 2028-10-10 | OTH | BA | 40.9 |  | No
30INR0042 | La Morena Energy Center BESS | Planned | Adapture Solar Development | Tap 345 kV 80225 CENIZO7C - 80307 DELSOL7C | Zapata | SOUTH | 2029-05-07 | OTH | BA | 250 |  | No
30INR0043 | La Morena Energy Center Solar | Planned | Adapture Solar Development | Tap 345 kV (80225) CENIZO7C - (80307) DELSOL7C | Zapata | SOUTH | 2029-05-07 | SOL | PV | 250 |  | No
24INR0262 | Lan Battery SLF | Planned | BR Solar, LLC | Tap 345kV 1729 Valley South – 1692 Paris Switch | Lamar | NORTH | 2028-08-26 | OTH | BA | 0 |  | No
22INR0314 | Lan Solar SLF | Planned | BR Solar, LLC | Tap 345kV 1729 Valley South – 1692 Paris Switch | Lamar | NORTH | 2028-08-26 | SOL | PV | 182.2 |  | No
25INR0504 | Lazy Frog Solar SLF | Planned | Lazy Frog Solar, LLC | 11688 Thorn Tree Switch 345kV | Franklin | NORTH | 2028-04-17 | SOL | PV | 100.4 |  | No
25INR0506 | Lazy Frog Storage SLF | Planned | Lazy Frog Solar, LLC | 11688 Thorn Tree Switch 345kV | Franklin | NORTH | 2028-04-17 | OTH | BA | 0 |  | No
25INR0693 | Leon BESS | Planned | Leon BESS | Tab 138kv 3355 Grapeland_Magnolia - 3357 Pleasant_Springs. | Houston | NORTH | 2028-02-16 | OTH | BA | 153.7 |  | No
26INR0023 | Leon Solar Park | Planned | Misae Solar IV LLC | Tap 138kV Grapeland Magnolia Tap (bus #3355) to Pleasant Springs POI (bus# 3357) section of the Jewett -Crockett 138kV Line | Leon | NORTH | 2026-07-01 | SOL | PV | 210.11 | 2024-05-21 | Yes
23INR0249 | Limewood Solar | Planned | Limewood Bell Renewables LLC | 3420 Temple Pecan Creek 138kV | Bell | NORTH | 2026-03-02 | SOL | PV | 204.6 | 2023-02-22 | Yes | 2025-10-16 | 2025-11-10
23INR0248 | Limewood Storage | Planned | Limewood Bell Renewables LLC | 3420 Temple Pecan Creek 138kV | Bell | NORTH | 2028-12-29 | OTH | BA | 50 | 2023-02-22 | Yes
19INR0042 | Long Point Solar | Planned | Long Point Solar, LLC | 138 KV (CEHE Sub) Tap Burke (42410) - Eagle Nest (42430) ckt 02 | Brazoria | COASTAL | 2026-04-07 | SOL | PV | 120.7 | 2019-10-24 | Yes | 2025-12-08 | 2025-12-15
21INR0444 | Long Point Storage | Planned | Long Point Storage, LLC | 138 KV (CEHE Sub) Tap Burke (42410) - Eagle Nest (42430) ckt 02 | Brazoria | COASTAL | 2026-12-30 | OTH | BA | 100.62 | 2023-08-28 | No
25INR0502 | Longday BESS SLF | Planned | Longday Solar | Tap 138 kV 8252 Brackettville - 8260 Escondido | Kinney | SOUTH | 2027-12-15 | OTH | BA | 0 |  | No
25INR0501 | Longday Solar SLF | Planned | Longday Solar | Tap138 kV 8252 Brackettville - 8260 Escondido | Kinney | SOUTH | 2027-12-15 | SOL | PV | 200.8 |  | No
24INR0453 | Longfellow BESS I | Planned | CENTURY GAS PROCESSING, LLC | 38432 TNCENTRY1_1 138 KV | Pecos | WEST | 2026-11-30 | OTH | BA | 54.99 | 2025-04-15 | Yes
24INR0455 | Longfellow BESS II | Planned | CENTURY GAS PROCESSING, LLC | 38432 TNCENTRY2_1 138 KV | Pecos | WEST | 2026-11-30 | OTH | BA | 105.75 | 2025-04-15 | Yes
24INR0452 | Longfellow Solar I | Planned | CENTURY GAS PROCESSING, LLC | 38431 TNCENTRY1_1 138 KV | Pecos | WEST | 2027-06-30 | SOL | PV | 178.2 | 2025-04-15 | No
24INR0454 | Longfellow Solar II | Planned | CENTURY GAS PROCESSING, LLC | 38432 TNCENTRY2_1 138 KV | Pecos | WEST | 2027-06-30 | SOL | PV | 207.36 | 2025-04-15 | No
24INR0450 | Lumen Farm BESS SLF | Planned | Neches Solar, LLC | Tap 138kV 3325 Blackburn Switch – 3272 Palestine | Anderson | NORTH | 2028-09-30 | OTH | BA | 0 |  | No
23INR0439 | Lumen Farm Solar SLF | Planned | Neches Solar, LLC | Tap 138kV 3325 Blackburn Switch – 3272 Palestine | Anderson | NORTH | 2028-09-30 | SOL | PV | 201.04 |  | No
24INR0150 | Lupinus Solar 1 | Planned | Lupinus Solar, LLC | Tap 345 kV 11699 Woodard Switch - 1695 Monticello SES | Franklin | NORTH | 2027-09-13 | SOL | PV | 162.31 | 2025-06-26 | Yes
24INR0154 | Lupinus Solar 2 | Planned | Lupinus Solar 2, LLC | Hagansport Switch (old Monticello Tap bus# 1794) | Franklin | NORTH | 2027-04-03 | SOL | PV | 242.31 | 2025-03-04 | No
24INR0484 | Lupinus Solar 3 | Planned | Lupinus Solar 2, LLC | 1794 Monticello Tap 138 kV | Franklin | NORTH | 2026-09-21 | SOL | PV | 100.8 | 2025-03-04 | No
24INR0153 | Lupinus Storage 1 | Planned | Lupinus Solar, LLC | Tap 345 kV 11699 Woodard Switch - 1695 Monticello SES | Franklin | NORTH | 2027-09-13 | OTH | BA | 84.01 |  | Yes
24INR0155 | Lupinus Storage 2 | Planned | Lupinus Solar 2, LLC | Hagansport Switch (old Monticello Tap bus# 1794) | Franklin | NORTH | 2027-04-03 | OTH | BA | 124.55 | 2025-03-04 | No
24INR0490 | Lupinus Storage 3 | Planned | Lupinus Solar 2, LLC | 1794 Monticello Tap Substation 138 kV | Franklin | NORTH | 2026-09-21 | OTH | BA | 50.9 | 2025-03-04 | Yes
27INR0585 | Lytton Springs BESS | Planned | SMT Lytton Springs LLC | Lytton Springs (#9074) – Fayette Plant (#7055) 345 kV Line | Caldwell | SOUTH | 2029-12-01 | OTH | BA | 76.4 |  | No
27INR0584 | Lytton Springs Solar | Planned | SMT Lytton Springs LLC | Lytton Springs (#9074) – Fayette Plant (#7055) 345 kV Line | Caldwell | SOUTH | 2029-12-01 | SOL | PV | 75.3 |  | No
28INR0297 | Magnet Solar | Planned | HyFuels Big Spring Solar LLC | Faraday Substation 345kV - Bus #59905 | Borden | WEST | 2028-10-06 | SOL | PV | 503.09 | 2025-12-11 | No
28INR0298 | Magnet Storage | Planned | HyFuels Big Spring LLC | Faraday 345 kV Substation (#59905) | Borden | WEST | 2029-07-15 | OTH | BA | 426.7 |  | No
27INR0112 | Malachite BESS | Planned | Malachite Storage LLC | Tap 345 kV 44200 Hillje – 9073 Holman | Wharton | SOUTH | 2032-04-30 | OTH | BA | 191.12 | 2025-12-26 | No
27INR0111 | Malachite Solar | Planned | Malachite Solar LLC | The 345 kV Hillje (#44200) – Holman (#9073) Line; AEN. | Wharton | SOUTH | 2032-04-30 | SOL | PV | 184.55 | 2025-12-26 | No
21INR0220 | Maleza Solar | Planned | Brush Solar LLC | tap Blue – Hillje 345 kv Ckt.#27 | Wharton | SOUTH | 2027-02-09 | SOL | PV | 254.94 | 2021-01-27 | Yes
23INR0227 | Maleza Solar II | Planned | Brush Solar, LLC | tap Blue – Hillje 345 kv Ckt.#27 | Wharton | SOUTH | 2027-02-09 | SOL | PV | 254.94 |  | No
21INR0456 | Maleza Storage | Planned | Brush Storage, LLC | tap Blue – Hillje 345 kv Ckt.#27 | Wharton | SOUTH | 2027-02-09 | OTH | BA | 150.83 |  | No
26INR0527 | Mandolin Solar SLF | Planned | Mandolin Energy Center I, LLC | Tap 345kV 80355 Del Sol - 80227 Rapido | Starr | SOUTH | 2029-06-15 | SOL | PV | 300 |  | No
26INR0528 | Mandolin Storage SLF | Planned | Mandolin Energy Center I, LLC | Tap 345kV 80355 Del Sol - 80227 Rapido | Starr | SOUTH | 2029-06-15 | OTH | BA | 0 |  | No
27INR0170 | Marcos BESS | Planned | GRS BESS Texas Eight LLC | To the 138 kV line from EDNA (#8118) to VICTORIA4A (#8172) | Victoria | SOUTH | 2027-08-15 | OTH | BA | 115.88 |  | No
27INR0169 | Marcos Solar SLF | Planned | GRS BESS Texas Eight | To the 138 kV line from EDNA (#8118) to VICTORIA4A (#8172) | Victoria | SOUTH | 2028-08-15 | SOL | PV | 216.11 |  | No
25INR0353 | Marshall Spring Solar | Planned | Marshall Springs Solar, LLC | New POI station between 7132 L_GILLES8_1Y - 7126 L_FERGUS8_1Y 138kV line and 7132 L_GILLES8_1Y - 7128 L_HORSBA8_1Y 138kV line, then loop in both lines into the new POI station. | Gillespie | SOUTH | 2026-07-01 | SOL | PV | 150 | 2025-12-26 | No
25INR0354 | Marshall Spring Storage | Planned | Marshall Springs Storage, LLC | New POI station between 7132 L_GILLES8_1Y - 7126 L_FERGUS8_1Y 138kV line and 7132 L_GILLES8_1Y - 7128 L_HORSBA8_1Y 138kV line, then loop in both lines into the new POI station. | Gillespie | SOUTH | 2026-07-01 | OTH | BA | 150 | 2025-12-26 | No
27INR0422 | M-Bar BESS I | Planned | M-Bar Energy I, LLC | 1141 Holt Switch Substation 138 kV | Ector | WEST | 2028-09-18 | OTH | BA | 82.1 |  | No
27INR0421 | M-Bar Solar I | Planned | M-Bar Energy I, LLC | 1141 Holt Switch Substation 138kV | Ector | WEST | 2028-09-18 | SOL | PV | 30.21 |  | No
| Mercury II Solar SLF | Operational |  | 68092 Liberty Station 345kV | Hill | NORTH |  | SOL | PV | 206.11
24INR0407 | Mercury Solar III | Planned | Mercury Solar | 68092 Liberty Station 345kV | Hill | NORTH | 2029-04-01 | SOL | PV | 203.5 |  | No
| Mercury Solar SLF | Operational |  | 68092 Liberty Station 345kV | Hill | NORTH |  | SOL | PV | 206.11
21INR0258 | Mercury Storage SLF | Planned | Mercury Storage, LLC | 68092 Liberty Station 345kV | Hill | NORTH | 2026-07-01 | OTH | BA | 0 |  | No
26INR0362 | Midfield BESS Project SLF | Planned | HQC Solar Holdings 1, LLC | Tap 138kV 8121 Blessing - 8125 Lolita | Matagorda | COASTAL | 2028-07-01 | OTH | BA | 0 |  | No
26INR0347 | Midfield PV Project SLF | Planned | HQC Solar Holdings 1, LLC | Tap 138kV 8121 Blessing - 8125 Lolita | Matagorda | COASTAL | 2028-07-01 | SOL | PV | 150 |  | No
29INR0204 | Miller Bend Energy BESS | Planned | Miller Bend Energy | Tap 345kV (Bus1#1430) Graham SES to (Bus2#11050) Dusty Road | Young | WEST | 2029-06-01 | OTH | BA | 547.62 |  | No
29INR0203 | Miller Bend Energy Solar | Planned | Miller Bend Energy | Tap 345kV (Bus1#1430) Graham SES to (Bus2#11050) Dusty Road | Young | WEST | 2029-06-01 | SOL | PV | 531.69 |  | No
28INR0273 | Miracle Ranch BESS SLF | Planned | Miracle Ranch LLC | 138kV North Laredo (8909_NLARSW4A) to Barrera (8717_BARRERA4A) - AEP | Webb | SOUTH | 2028-06-30 | OTH | BA | 0 |  | No
28INR0272 | Miracle Ranch Solar SLF | Planned | Miracle Ranch LLC | 138kV North Laredo (8909_NLARSW4A) to Barrera (8717_BARRERA4A) - AEP | Webb | SOUTH | 2028-06-30 | SOL | PV | 221.6 |  | No
26INR0269 | Moccasin Solar | Planned | Swenson Solar LLC | Tapping the 345 kV Line from Kirchhoff (Bus# 60707) to Clear Crossing (Bus# 60515) | Stonewall | WEST | 2027-07-06 | SOL | PV | 603.59 | 2024-09-04 | Yes
27INR0452 | Moccasin Storage | Planned | ENGIE IR Holdings LLC | Tap 345kV #60707 Kirchhoff - #60515 Clear Crossing CKT-2 | Jones | WEST | 2028-07-01 | OTH | BA | 603.08 |  | No
28INR0350 | Mojo BESS | Planned | Power Synergy | Tap 345 kV 5133 Elm Creek 5901 - San Miguel CKT 1 & 2 | Wilson | SOUTH | 2028-06-30 | OTH | BA | 245.71 |  | No
28INR0250 | Mojo Solar | Planned | Power Synergy | Tap 345 kV 5133 Elm Creek - 5901 San Miguel CKT 1 & 2 | Wilson | SOUTH | 2028-06-30 | SOL | PV | 527.94 |  | No
| Morrow Lake Solar | Operational |  | Morrow Lake Switch 138kV (5896) | Frio | SOUTH |  | SOL | PV | 201.1
21INR0483 | Morrow Lake Storage | Planned | Morrow Lake Storage, LLC | Morrow Lake Switch 138kV (5896) | Frio | SOUTH | 2026-02-10 | OTH | BA | 201.13 |  | No
23INR0225 | MRG GOODY SOLAR | Planned | MRG GOODY SOLAR PROJECT, LLC | Tap 138 kV Toco Switch (#1700) – Paris Switch (#1693) | Lamar | NORTH | 2026-03-20 | SOL | PV | 170.82 | 2023-11-07 | Yes
24INR0305 | MRG Goody Storage | Planned | MRG Goody Solar Project LLC | Tap 138 kV Toco Switch (#1700) – Paris Switch (#1693) | Lamar | NORTH | 2026-03-20 | OTH | BA | 52.29 | 2023-11-07 | Yes
25INR0505 | Mud Cat Solar SLF | Planned | Mud Cat Solar, LLC | Tap 138KV 11768 Hawk Hollow – 1768 Deport | Lamar | NORTH | 2027-09-13 | SOL | PV | 100.5 |  | No
25INR0507 | Mud Cat Storage SLF | Planned | Mud Cat Solar, LLC | 11768 Hawk Hollow – 1768 Deport 138kV | Lamar | NORTH | 2027-09-13 | OTH | BA | 0 |  | No
26INR0134 | Myers Solar | Planned | BT Myers Solar, LLC | 8629 Baez 69 kV | Bee | SOUTH | 2028-05-22 | SOL | PV | 101.59 |  | No
26INR0135 | Myers Storage | Planned | BT Myers Solar, LLC | 8629 Baez 69 kV | Bee | SOUTH | 2028-05-22 | OTH | BA | 75.96 |  | No
24INR0339 | Mystic Springs Renewable Energy Solar SLF | Planned | Mystic Spring Renewable Energy LLC | Tap 345 kV Royse Switch (2478) – Poetry Switch (2485) | Kaufman | NORTH | 2028-03-31 | SOL | PV | 258.83 | 2025-10-30 | No
24INR0340 | Mystic Springs Renewable Energy Storage SLF | Planned | Mystic Spring Renewable Energy LLC | Tap 345 kV Royse Switch (2478) – Poetry Switch (2485) | Kaufman | NORTH | 2028-03-31 | OTH | BA | 0 |  | No
28INR0452 | Neal Battery | Planned | CH Neal Battery LLC | tap of 138kV 8750 CHARMERP4A - 8127 South Lane City | Wharton | SOUTH | 2029-04-03 | OTH | BA | 120.52 |  | No
28INR0160 | Neal Solar | Planned | CH Neal Solar LLC | tap of 138kV 8750 CHARMERP4A - 8127 South Lane City | Wharton | SOUTH | 2029-04-03 | SOL | PV | 146.6 |  | No
25INR0154 | Nymphaea Solar | Planned | Nymphaea Solar, LLC | Tap 345kV 1730 Krum West Swtich - 6111 Riley7B | Wichita | WEST | 2028-07-01 | SOL | PV | 120.9 |  | No
25INR0155 | Nymphaea Storage | Planned | Nymphaea Solar, LLC | Tap 345kV 1730 Krum West Swtich - 6111 Riley7B | Wichita | WEST | 2028-07-01 | OTH | BA | 61 |  | No
29INR0243 | Oak Belt Solar | Planned | Oak Belt Solar, LLC | Tap 138kV (Bus #5506) Furhmansb8 -(Bus #5584) Vanderbltsw8 | Victoria | SOUTH | 2029-10-15 | SOL | PV | 181 |  | No
29INR0244 | Oak Belt Storage | Planned | Oak Belt Storage, LLC | Tap 138kV (Bus #5506) Furhmansb8 -(Bus #5584) Vanderbltsw8 | Victoria | SOUTH | 2029-10-15 | OTH | BA | 207 |  | No
25INR0233 | OCI Cobb Creek ESS | Planned | Hillsboro Solar Project LLC | tap 345kV 1907 Venus - 68090 Sam Sw | Hill | NORTH | 2027-12-31 | OTH | BA | 201.6 | 2024-07-24 | Yes
25INR0229 | OCI Cobb Creek Solar | Planned | Hillsboro Solar Project LLC | tap 345kV 1907 Venus - 68090 Sam Sw | Hill | NORTH | 2027-12-31 | SOL | PV | 203.1 | 2024-07-24 | Yes
22INR0330 | Old Aqueduct Batt | Planned | Old Aqueduct LLC | 23920 Blackwater 345kV | Hale | PANHANDLE | 2028-06-01 | OTH | BA | 302.94 |  | No
22INR0462 | Old Aqueduct Solar | Planned | Old Aqueduct Solar | 23920 Blackwater 345kV | Hale | PANHANDLE | 2028-06-01 | SOL | PV | 511.63 |  | No
26INR0255 | Operation Sunshine | Planned | Duck Creek Solar, LLC | 7077 Amos Creek 345kV | Concho | WEST | 2028-03-12 | SOL | PV | 603.2 | 2025-08-27 | Yes
26INR0357 | Operation Sunshine Storage | Planned | Duck Creek Storage, LLC | 7077 Amos Creek 345kV | Concho | WEST | 2028-03-12 | OTH | BA | 409.8 | 2025-08-27 | Yes
24INR0103 | Opuntia Solar SLF | Planned | Opuntia Solar, LLC | tap 138kV 5607 Warburton - 8912 Medio Creek | Refugio | COASTAL | 2028-03-10 | SOL | PV | 102.04 |  | No
24INR0197 | Opuntia Storage SLF | Planned | Opuntia Solar, LLC | tap 138 kV 5607 Warburton - 8912 Medio Creek | Refugio | COASTAL | 2028-03-10 | OTH | BA | 0 |  | No
23INR0331 | Orange Grove BESS | Planned | Talitha Energy Project, LLC | 5660 Orange Grove Switching Station 138 kV | Jim Wells | SOUTH | 2027-04-30 | OTH | BA | 61.39 | 2022-11-30 | Yes
| Orange Grove Solar | Operational |  | 5660 Orange Grove 138kV | Jim Wells | SOUTH |  | SOL | PV | 130.6
24INR0109 | Oriana BESS | Planned | Oriana Solar LLC | Tap 138kV 5502 Rayburn - 5584 Vanderbilt | Victoria | SOUTH | 2028-10-30 | OTH | BA | 60.3 | 2023-02-27 | Yes
| Oriana Solar | Operational |  | Tap 138kV 5502 Rayburn - 5584 Vanderbilt | Victoria | SOUTH | 2025-11-15 | SOL | PV | 181
28INR0009 | Oriole BES | Planned | Rolling Plains Solar | Tap 345kV 6076 Foxtail - 60791 Perigee | Knox | WEST | 2028-12-29 | OTH | BA | 150.39 | 2025-12-08 | No
28INR0008 | Oriole Solar | Planned | Rolling Plains Solar | Tap 345kV 6076 Foxtail - 60791 Perigee | Knox | WEST | 2028-12-29 | SOL | PV | 503.91 | 2025-12-08 | No
| Outpost Solar | Operational |  | Tap 345kV 80219 Lobo - 5709 Fowlerton | Webb | SOUTH |  | SOL | PV | 517.3
23INR0209 | Outpost Storage | Planned | Hecate Energy Outpost Storage LLC | Tap 345kV 80219 Lobo - 5709 Fowlerton | Webb | SOUTH | 2028-03-01 | OTH | BA | 508.1 |  | No
26INR0117 | Oyster Creek Solar I SLF | Planned | Oyster Creek Solar 1, LLC | Tap 138kV 42110 Angleton - 42050 Clute | Brazoria | COASTAL | 2027-09-30 | SOL | PV | 0 |  | No
26INR0118 | Oyster Creek Storage I SLF | Planned | Oyster Creek Solar 1, LLC | Tap 138kV 42110 Angleton - 42050 Clute | Brazoria | COASTAL | 2027-09-30 | OTH | BA | 0 |  | No
29INR0222 | Paint Brush BESS1 | Planned | Renew Development HoldCo LLC | Tap 345 1444 Brown Switch – 60040 Bluff Creek Switch | Coleman | WEST | 2029-12-31 | OTH | BA | 201.31 |  | No
28INR0469 | Paint Brush PV1 | Planned | Renew Development HoldCo LLC | Tap 345 1444 Brown Switch – 60040 Bluff Creek Switch | Coleman | WEST | 2028-12-31 | SOL | PV | 251.5 |  | No
28INR0470 | Paint Brush PV2 | Planned | Renew Development HoldCo LLC | Tap 345 1444 Brown Switch on – 60040 Bluff Creek Switch | Coleman | WEST | 2028-12-31 | SOL | PV | 251.5 |  | No
29INR0220 | Paint Brush PV3 | Planned | Renew Development HoldCo LLC | Tap 345 1444 Brown Switch – 60040 Bluff Creek Switch | Coleman | WEST | 2029-12-31 | SOL | PV | 251.5 |  | No
29INR0221 | Paint Brush PV4 | Planned | Renew Development HoldCo LLC | Tap 345 1444 Brown Switch – 60040 Bluff Creek Switch | Coleman | WEST | 2029-12-31 | SOL | PV | 251.5 |  | No
27INR0147 | Paloma Energy Center | Planned | Harrison Street Development, LLC | Tap 138 kV 57640 Rock Island - 57639 Sheridan | Colorado | SOUTH | 2027-06-01 | SOL | PV | 193.8 |  | No
27INR0148 | Paloma Energy Center BESS | Planned | Harrison Street Development, LLC | Tap 138kV 57640 Rock Island - 57639 Sheridan | Colorado | SOUTH | 2027-06-01 | OTH | BA | 53.6 |  | No
29INR0056 | Palomino Solar | Planned | Palomino Renewables | Tap 345kV 1695 Monticello - 1697 Sulphur Springs | Hopkins | NORTH | 2028-12-31 | SOL | PV | 301.2 |  | No
29INR0057 | Palomino Storage | Planned | Palomino Renewables | Tap 345kV 1695 Monticello - 1697 Sulphur Springs | Hopkins | NORTH | 2028-12-31 | OTH | BA | 152.5 |  | No
26INR0229 | Pamplona Solar | Planned | Karol Solar III | Tap 138 kV 44740 WALLIS_S65_8 - 44700 GEBHRT_X65B8 Ckt#65 | Austin | SOUTH | 2028-10-17 | SOL | PV | 42.38 |  | No
28INR0226 | Pamplona Storage | Planned | Karol Solar V | Tap 138 kV 44740 WALLIS_S65_8 - 44700 GEBHRT_X65B8 Ckt#65 | Austin | SOUTH | 2028-10-17 | OTH | BA | 153.88 |  | No
27INR0022 | Panhandle Flagship Solar 1 | Planned | Panhandle Solar Group Operating Company LLC | 345 kV Railhead Substation (RAILHEAD #79005) | Carson | PANHANDLE | 2027-12-01 | SOL | PV | 439.4 | 2025-08-28 | No
27INR0023 | Panhandle Flagship Solar 2 | Planned | Panhandle Solar Group Operating Company LLC | 345 kV Railhead Substation (RAILHEAD #79005). Station 2 (27INR0023) connects to Station 1 (27INR0022 & 27INR0025) via a 4.9 mile internal tie line. Station 1 (27INR0022 & 27INR0025) connects to POIB via 22.5 mile tie-line | Hutchinson | PANHANDLE | 2027-12-01 | SOL | PV | 304.4 | 2025-08-28 | No
27INR0024 | Panhandle Flagship Solar 3 | Planned | Panhandle Solar Group Operating Company LLC | 345 kV Railhead Substation (RAILHEAD #79005).Station 3 (27INR0024) connects to Station 2 (27INR0023) via a 4.4 mile internal tie line. Station 2 connects to Station 1 (27INR0022 & 27INR0025) via a 4.9 mile internal tie line. Station 1 connects to POI | Hutchinson | PANHANDLE | 2027-12-01 | SOL | PV | 260.3 | 2025-08-28 | No
27INR0025 | Panhandle Flagship Storage | Planned | Panhandle Solar Group Operating Company LLC | 345 kV Railhead Substation (RAILHEAD #79005) | Carson | PANHANDLE | 2027-12-01 | OTH | BA | 371.7 | 2025-08-28 | No
21INR0349 | Pearl Crescent Solar | Planned | RWE Solar Development, LLC | Rock Island (57640) 138kV | Colorado | SOUTH | 2026-12-08 | SOL | PV | 208.35 |  | No
21INR0470 | Pearl Crescent Storage | Planned | RWE Solar Development, LLC | Rock Island (57640) 138kV | Colorado | SOUTH | 2026-12-15 | OTH | BA | 50.26 |  | No
23INR0206 | PEREGRINE BESS | Planned | CED Development Inc. | tap 345kV 8624 Grissom - 8164 Coleto Creek | Goliad | SOUTH | 2027-07-01 | OTH | BA | 150 |  | No
25INR0078 | Peregrine BESS 2 | Planned | CED Development Inc. | 8673 RAPTOR7A 345kV | Goliad | SOUTH | 2027-07-01 | OTH | BA | 150 |  | No
| Peregrine Solar | Operational |  | tap 345kV 8624 Grissom – 8164 Coleto Creek | Goliad | SOUTH |  | SOL | PV | 301.3
24INR0121 | PHOTO BESS 1 | Planned | CED Development Inc. | 5885 Downie 138kV | Uvalde | SOUTH | 2027-09-01 | OTH | BA | 75 |  | No
24INR0122 | PHOTO BESS 2 | Planned | CED Development Inc. | 5885 Downie 138kV | Uvalde | SOUTH | 2027-09-01 | OTH | BA | 150 |  | No
24INR0380 | Photo BESS 3 | Planned | CED Development Inc. | 5885 Downie Substation 138kV | Uvalde | SOUTH | 2027-09-01 | OTH | BA | 100 |  | No
25INR0194 | Photo Solar 1 | Planned | CED Development Inc. | 5885 Downie 138kV | Uvalde | SOUTH | 2027-05-31 | SOL | PV | 150 |  | No
25INR0195 | Photo Solar 2 | Planned | CED Development Inc. | 5885 Downie 138kV | Uvalde | SOUTH | 2027-05-31 | SOL | PV | 300 |  | No
26INR0725 | PHOTON BESS REPOWERING | Planned | GulfStar Power, LLC | 44880 Waterh_POI_5 345kV | Wharton | SOUTH | 2027-05-17 | OTH | BA | 305.48 |  | No
26INR0718 | PHOTON SOLAR REPOWERING | Planned | GulfStar Power, LLC | 44880 Waterh_POI_5 345kV | Wharton | SOUTH | 2027-05-17 | SOL | PV | 0 | 2021-02-25 | No
25INR0169 | Piedra BESS | Planned | Piedra Solar, LLC | Tap 345-kV line Navarro (68091) – Limestone (46020) | Freestone | NORTH | 2026-12-31 | OTH | BA | 103.65 | 2024-07-02 | Yes
25INR0168 | Piedra Solar | Planned | Piedra Solar, LLC | Tap 345-kV line Navarro (68091) – Limestone (46020)) | Freestone | NORTH | 2026-12-22 | SOL | PV | 281.7 | 2024-07-02 | Yes
24INR0010 | Pinnington Solar | Planned | Hecate Energy Longhorn Solar LLC | 1506 Long Hollow Switch 345kV | Jack | NORTH | 2026-04-30 | SOL | PV | 653.7 | 2023-11-02 | Yes | 2025-10-10 | 2025-10-22
24INR0011 | Pinnington Storage | Planned | Hecate Energy Longhorn Storage LLC | tap both 345kV 1430 Graham - 1436 Parker 345kV lines | Jack | NORTH | 2029-04-20 | OTH | BA | 502.67 |  | No
24INR0086 | Pisgah Ridge Solar 2 | Planned | Pisgah Ridge Solar 2, LLC | Tap 345kV 68091 Navarro - 46020 Limestone | Navarro | NORTH | 2028-12-01 | SOL | PV | 101.89 |  | No
24INR0087 | Pisgah Ridge Storage 3 | Planned | Pisgah Ridge 3, LLC | Tap 345kV 68091 Navarro - 46020 Limestone | Navarro | NORTH | 2028-12-01 | OTH | BA | 101.36 |  | No
24INR0375 | Possum Kingdom BESS | Planned | PK Solar, LLC | Tap 345kV 1421 Willow Creek – 11523 Thomas Price | Jack | NORTH | 2027-10-29 | OTH | BA | 200.86 |  | No
24INR0118 | Possum Kingdom Solar | Planned | PK Solar, LLC | Tap 345kV 1421 Willow Creek Switch – 11523 Thomas Price | Jack | NORTH | 2027-10-29 | SOL | PV | 262.22 |  | No
24INR0056 | Pradera Solar | Planned | Pradera Solar, LLC | tap 345 kV Lobo (80219) - Fowlerton (5709) | Webb | SOUTH | 2027-03-31 | SOL | PV | 118 |  | No
23INR0183 | Pradera Storage | Planned | Pradera Storage, LLC | tap 345 kV Lobo 80219 - Fowlerton 5709 ckt #2 | Webb | SOUTH | 2027-03-31 | OTH | BA | 153.11 |  | No
28INR0423 | Prairie Branch BESS | Planned | Prairie Branch Energy, LLC | Tap 345kV #1730 Krum West - #6111 Riley Ckt 1 | Montague | NORTH | 2028-06-24 | OTH | BA | 310.16 |  | No
28INR0422 | Prairie Branch Solar | Planned | Prairie Branch Solar | Tap 345kV #1730 Krum West - #6111 Riley Ckt 1 | Montague | NORTH | 2028-06-24 | SOL | PV | 301.14 |  | No
25INR0608 | Proteus London-Leigh Solar SLF | Planned | London Leigh Solar, LLC | 345kV Bernoulli (bus # 59907) | Glasscock | WEST | 2028-09-30 | SOL | PV | 600 |  | No
25INR0609 | Proteus London-Leigh Storage SLF | Planned | London Leigh Solar, LLC | Bernoulli (bus # 59907) | Glasscock | WEST | 2028-09-30 | OTH | BA | 0 |  | No
25INR0606 | Proteus Thornton Ranch Solar SLF | Planned | Thornton Ranch Solar, LLC | 37990 TNSTAGHORN1 138kV | Ward | WEST | 2027-09-30 | SOL | PV | 180 |  | No
25INR0607 | Proteus Thornton Ranch Storage SLF | Planned | Thornton Ranch Solar, LLC | 37990 TNSTAGHORN1 138kV | Ward | WEST | 2027-09-30 | OTH | BA | 0 |  | No
25INR0377 | Proteus Vernon Solar SLF | Planned | Vernon Solar and Storage LLC (a Delaware LLC) | 6060 Vernon 138kV | Wilbarger | WEST | 2029-02-18 | SOL | PV | 75 |  | No
25INR0416 | Proteus Vernon Storage SLF | Planned | Vernon Solar and Storage LLC (a Delaware LLC) | 6060 Vernon 138kV | Wilbarger | WEST | 2029-02-18 | OTH | BA | 0 |  | No
26INR0159 | Proving Ground BESS | Planned | Lantana Solar LLC | Tap 138kV 6500 Live Oak - 6490 Santiago | Schleicher | WEST | 2028-06-30 | OTH | BA | 51.4 |  | No
26INR0150 | Proving Ground Solar | Planned | Lantana Solar LLC | Tap 138 kV Live Oak (6500) - Santiago (6490) | Schleicher | WEST | 2028-06-30 | SOL | PV | 82.1 |  | No
21INR0207 | Quantum Solar | Planned | IP QUANTUM II, LLC | 60089 Kilby Station 345kV | Haskell | WEST | 2026-06-01 | SOL | PV | 321.66 | 2023-10-26 | Yes
26INR0310 | Quantum Storage | Planned | IP Quantum II BESS, LLC | 60089 Kilby Switching Station 345kV | Haskell | WEST | 2026-06-01 | OTH | BA | 321.75 | 2023-10-26 | Yes
| Radian Solar | Operational |  | 345 kV Brown Switch (Bus# 1444) | Brown | NORTH |  | SOL | PV | 327.42
24INR0631 | Radian Storage SLF | Planned | IP Radian BESS, LLC | 345 kV Brown Switch (Bus# 1444) | Brown | NORTH | 2026-01-20 | OTH | BA | 0 | 2024-06-20 | Yes | 2025-03-24 | 2025-04-07
32INR0002 | Radiant Plains Energy Center Solar | Planned | Adapture Solar Development | 7254 Weimar 138 kV | Colorado | SOUTH | 2029-12-27 | SOL | PV | 100 |  | No
30INR0045 | Radiant Plains Energy Center BESS | Planned | Adapture Solar Development | 7254 Weimar 138 kV | Colorado | SOUTH | 2029-12-27 | OTH | BA | 100 |  | No
27INR0249 | Raghorn Solar SLF | Planned | Raghorn Solar LLC | Tap 69kV #5654 San Diego - #5658 Orange Grove | Jim Wells | SOUTH | 2027-05-31 | SOL | PV | 91.9 |  | No
27INR0259 | Raghorn Storage SLF | Planned | Raghorn Storage LLC | Tap 69kV #5654 San Diego - #5658 Orange Grove | Jim Wells | SOUTH | 2027-05-31 | OTH | BA | 0 |  | No
27INR0288 | Rain Lily Solar 1 | Planned | Rain Lily Solar 1 LLC | Tap 138kV #350 ABBYBEND - #363 HOOD | Hood | NORTH | 2028-10-15 | SOL | PV | 147.76 |  | No
27INR0285 | Rain Lily Storage 1 | Planned | Rain Lily Storage One, LLC | Tap 138kV #350 ABBYBEND - #363 HOOD | Hood | NORTH | 2028-10-15 | OTH | BA | 105.6 |  | No
29INR0178 | Rattlesnake Gap Solar SLF | Planned | ET Fuels US Inc. | 10119 Tributary Switch 138 kV | Howard | WEST | 2029-06-01 | SOL | PV | 93 |  | No
29INR0179 | Rattlesnake Gap Storage SLF | Planned | ET Fuels US Inc. | 10119 Tributary Switch 138 kV | Howard | WEST | 2029-06-01 | OTH | BA | 0 |  | No
22INR0244 | Razorbill Solar | Planned | RWE Solar Development, LLC | tap 345kV 5915 STP to 44200 Hillje 345kV Ckt 64 | Matagorda | COASTAL | 2027-12-15 | SOL | PV | 240 |  | No
22INR0382 | Razorbill Storage | Planned | RWE Solar Development, LLC | tap 345kV 5915 STP to 44200 Hillje 345kV Ckt 64 | Matagorda | COASTAL | 2027-12-15 | OTH | BA | 120 |  | No
26INR0196 | Realitos Solar SLF | Planned | Mesquite Creek LLC | Bruni (#8297) – Crestonio (#8695) 138 kV line; AEP | Duval | SOUTH | 2028-12-15 | SOL | PV | 150.49 |  | No
26INR0195 | Realitos Storage SLF | Planned | Mesquite Creek LLC | Bruni (#8297) – Crestonio (#8695) 138 kV line; AEP | Duval | SOUTH | 2028-12-15 | OTH | BA | 0 |  | No
27INR0279 | Red Hollow Renewable Energy BESS SLF | Planned | Red Hollow Renewable Energy LLC | Tap 345kV 1422 Bowman - 17002 Garvey Road | Archer | WEST | 2028-09-18 | OTH | BA | 0 |  | No
28INR0088 | Red Hollow Renewable Energy Solar SLF | Planned | Red Hollow Renewable Energy LLC | Tap 345kV (Bus# 1422) Bowman - (Bus# 17002) Garvey Road | Archer | WEST | 2028-09-18 | SOL | PV | 308.61 |  | No
21INR0022 | Red Holly Solar | Planned | GreenGo Energy | tap 345kV 59900 Longdraw - 79641 Farmland | Dawson | WEST | 2027-06-01 | SOL | PV | 260 | 2020-10-19 | No
21INR0033 | Red Holly Storage | Planned | GreenGo Energy | tap 345kV 59900 Longdraw - 79641 Farmland | Dawson | WEST | 2028-05-30 | OTH | BA | 50 | 2020-10-19 | No
21INR0029 | Red Holly Storage 1 | Planned | GreenGo Energy | tap 345kV 59900 Longdraw - 79641 Farmland | Dawson | WEST | 2028-05-30 | OTH | BA | 50 | 2020-10-19 | No
27INR0125 | RedSun BESS | Planned | Gransolar Texas Twenty Two | Existing Line from Substation Name: Burnet (PSSE#7100) to Substation Name: Bertram (PSSE#7520) | Burnet | SOUTH | 2027-06-15 | OTH | BA | 84.04 |  | No
27INR0124 | RedSun Solar | Planned | Gransolar Texas Twenty Two | Tap 138kV 7100 Burnet - 7529 Bertram | Burnet | SOUTH | 2027-06-15 | SOL | PV | 82.55 | 2025-09-25 | No
28INR0332 | Reunion Solar | Planned | Reunion Solar, LLC | Tap 345kV #60504 Tesla Road to #6111 Riley | Wilbarger | WEST | 2028-07-01 | SOL | PV | 600.9 |  | No
28INR0333 | Reunion Storage | Planned | Reunion Solar, LLC | Tap 345kV #60504 Tesla Road to #6111 Riley | Wilbarger | WEST | 2028-07-01 | OTH | BA | 200.3 |  | No
28INR0260 | Rio Vista Solar | Planned | Rio Vista Solar, LLC | Tap 138kV #60393 PigCreek4A – #60385 Solstice4A | Pecos | WEST | 2028-10-16 | SOL | PV | 553.66 |  | No
28INR0261 | Rio Vista Storage | Planned | Rio Vista Storage, LLC | Tap 138kV #60393 Pigcreek4A – #60385 Solstice4A | Pecos | WEST | 2028-10-16 | OTH | BA | 103.37 |  | No
28INR0132 | River Boat Solar | Planned | Champion Creek Solar, LLC | Tap 345kV 10053 Cattlemen 5 - 76030 Gasconades Creek | Mitchell | WEST | 2028-09-25 | SOL | PV | 502.2 |  | No
28INR0133 | River Boat Storage | Planned | Champion Creek Storage, LLC | Tap 345kV 10053 Cattlemen 5 - 76030 Gasconades Creek | Mitchell | WEST | 2028-09-25 | OTH | BA | 207.02 |  | No
25INR0297 | RIVERBEND SOLAR SLF | Planned | Riverbend Renewables, LLC | TAP 345 KV LINE FROM TRADINGHOUSE (#3405) TO TEMPLE PECAN CREEK (#3412) SUBSTATIONS | Falls | NORTH | 2027-12-31 | SOL | PV | 301.6 |  | No
25INR0311 | RIVERBEND STORAGE SLF | Planned | Riverbend Renewables, LLC | TAP 345 KV LINE FROM TRADINGHOUSE (#3405) TO TEMPLE PECAN CREEK (#3412) SUBSTATIONS | Falls | NORTH | 2027-12-31 | OTH | BA | 0 |  | No
23INR0232 | Rocinante BESS | Planned | Brush Country Solar Project, LLC | tap 138kV 7595 Deer Creek - 7621 Nixon | Gonzales | SOUTH | 2027-03-16 | OTH | BA | 33.17 | 2022-04-25 | Yes
23INR0231 | Rocinante Solar | Planned | Brush Country Solar Project, LLC | tap 138kV 7595 Deer Creek - 7621 Nixon | Gonzales | SOUTH | 2027-03-16 | SOL | PV | 95.29 | 2022-04-25 | Yes
24INR0041 | Rock N' Roll Solar SLF | Planned | Rock N’ Roll Solar, LLC | tap 138kV 44600 Rosharon - 44531 Winmil | Brazoria | COASTAL | 2027-08-30 | SOL | PV | 151.97 |  | No
24INR0234 | Rock N' Roll Storage SLF | Planned | Rock N’ Roll Solar, LLC | tap 138kV 44600 Rosharon - 44531 Winmil | Brazoria | COASTAL | 2027-05-02 | OTH | BA | 0 |  | No
24INR0235 | Rock N' Roll Storage Two | Planned | Rock N’ Roll Solar, LLC | tap 138kV 44600 Rosharon - 44531 Winmil | Brazoria | COASTAL | 2027-08-30 | OTH | BA | 206 |  | No
24INR0040 | Rosebud Solar SLF | Planned | Rosebud Solar, LLC | Tap 69kV 67 BAGGINS - 69 BARCLAY | Falls | NORTH | 2028-01-15 | SOL | PV | 130 |  | No
25INR0341 | Rosebud Storage SLF | Planned | Rosebud Storage, LLC | Tap 69 kV 67 BAGGINS - 69 BARCLAY | Falls | NORTH | 2028-01-15 | OTH | BA | 0 |  | No
26INR0155 | Ross Solar | Planned | S&S Renewables, LLC | tap 345kV 8249 Angstrom – 8676 Static | Refugio | COASTAL | 2027-07-31 | SOL | PV | 1025.57 | 2024-06-27 | No
26INR0156 | Ross Storage | Planned | S&S Renewables, LLC | tap the 345 kV Angstrom (#8249) – Static (#8676) line; AEP | Refugio | COASTAL | 2027-07-31 | OTH | BA | 510.99 | 2024-06-27 | No
24INR0187 | Rowdy Creek BESS | Planned | Rowdy Creek Solar LLC | Tap 345kV 1692 Paris Switch – 1690 Valley SES | Lamar | NORTH | 2027-04-01 | OTH | BA | 175.89 | 2025-05-02 | Yes
24INR0186 | Rowdy Creek Solar | Planned | Rowdy Creek Solar LLC | Tap 345kV 1692 Paris Switch – 1690 Valley SES | Lamar | NORTH | 2027-04-01 | SOL | PV | 351.78 | 2025-05-02 | Yes
26INR0470 | Roxton Solar | Planned | Roxton Solar, LLC | Tap 138 KV Bois Pump (1835) - Brookston (1833) | Lamar | NORTH | 2028-02-18 | SOL | PV | 116.8 |  | No
26INR0469 | Roxton Storage | Planned | Roxton Solar, LLC | Tap 138 KV Bois Pump (1835) - Brookston (1833) | Lamar | NORTH | 2028-02-18 | OTH | BA | 102 |  | No
27INR0350 | Saddle Horn Station BESS SLF | Planned | Saddle Horn Station BESS LLC | tap 138kV 1650 COMANCHE_T8 - 290SHILOHC | Comanche | NORTH | 2028-09-11 | OTH | BA | 177.41 |  | No
27INR0351 | Saddle Horn Station Solar SLF | Planned | Saddle Horn Station LLC | 1650 COMANCHE_T8 - 290 SHILOHC 138 kV Line | Comanche | NORTH | 2028-09-11 | SOL | PV | 174.64 |  | No
26INR0277 | Salt-Lick Solar | Planned | Salt-Lick Solar, LLC | Elcor_8 bus # 11198 | Culberson | WEST | 2028-06-01 | SOL | PV | 453 |  | No
28INR0134 | Salt-Lick Storage | Planned | Salt-Lick Storage, LLC | 11198 Elcor_8 138 KV | Culberson | WEST | 2028-06-01 | OTH | BA | 155.3 |  | No
28INR0185 | San Gabriel Solar | Planned | San Gabriel Solar LLC | Tap 138 kV 3750 Vosslake - 3749 Buckholts | Milam | SOUTH | 2028-07-01 | SOL | PV | 255 |  | No
28INR0191 | San Gabriel Storage | Planned | San Gabriel Solar LLC | Tap 138 kV 3750 Vosslake - 3749 Buckholts | Milam | SOUTH | 2028-07-01 | OTH | BA | 127.5 |  | No
26INR0318 | Sandford Solar | Planned | BT Sandford Solar, LLC | Tap 345kV Bird Dog (Bus #11736) - Jacksboro (Bus #1429) | Wise | NORTH | 2028-08-15 | SOL | PV | 126.18 |  | No
26INR0319 | Sandford Storage | Planned | BT Sandford Solar, LLC | Tap 345kV Bird Dog (Bus #11736) - Jacksboro (Bus #1429) | Wise | NORTH | 2028-08-15 | OTH | BA | 100.93 |  | No
27INR0251 | Sayle Solar SLF | Planned | Sayle Solar LLC | Tap 69kV #5522 Edna - #5518 El Toro SW | Jackson | SOUTH | 2027-05-31 | SOL | PV | 122.4 |  | No
27INR0260 | Sayle Storage SLF | Planned | Sayle Storage LLC | Tap 69kV #5522 Edna - #5518 El Toro SW | Jackson | SOUTH | 2027-05-31 | OTH | BA | 122.3 |  | No
27INR0020 | SCOTT CROSSING SOLAR SLF | Planned | FRESH AIR ENERGY II, LLC | Tap 345kV 60514 Clear Crossing - 60507 | Haskell | WEST | 2027-09-01 | SOL | PV | 364.14 |  | No
27INR0038 | SCOTT CROSSING STORAGE SLF | Planned | FRESH AIR ENERGY II, LLC | Tap 345kV 60514 Clear Crossing - 60507 Pendulo | Haskell | WEST | 2027-09-01 | OTH | BA | 0 |  | No
26INR0311 | Senator Aggreko Solar | Planned | Senator Aggreko Solar LLC | 138 kV Sunglow Substation (#78016) | Maverick | SOUTH | 2029-03-31 | SOL | PV | 251 | 2025-12-31 | No
26INR0312 | Senator Aggreko Storage | Planned | Senator Aggreko Storage LLC | 138 kV Sunglow Substation (#78016) | Maverick | SOUTH | 2029-03-31 | OTH | BA | 153.1 | 2025-12-31 | No
26INR0147 | Seven Springs Solar | Planned | Hancock Springs, LLC | Tap 7061 COPPERAS COVE 7260 Kempner 138kV | Lampasas | NORTH | 2028-05-26 | SOL | PV | 145 | 2025-08-28 | Yes
26INR0489 | Seven Springs Storage | Planned | Hancock Reservoir, LLC | Tap 7061 Copperas Cove to 7260 Kempner 138 kV | Lampasas | NORTH | 2028-05-16 | OTH | BA | 170.51 |  | No
24INR0555 | Shaula I BESS | Planned | Shaula Energy Project LLC | 5380 Shaula 345kV | DeWitt | SOUTH | 2025-12-31 | OTH | BA | 205.77 |  | No
22INR0251 | Shaula I Solar | Planned | Shaula Energy Project, LLC | tap 345kV 5133 Elm Creek - 5915 SO TEX ckt 1 | DeWitt | SOUTH | 2026-03-31 | SOL | PV | 205.2 | 2022-02-16 | Yes
22INR0267 | Shaula II Solar | Planned | Shaula Energy Project II, LLC | tap 345kV 5133 Elm Creek - 5915 SO TEX ckt 1 | DeWitt | SOUTH | 2026-05-30 | SOL | PV | 205.2 | 2022-04-27 | Yes
23INR0009 | Shaula III Solar | Planned | Shaula Energy Project III, LLC | tap 345kV 5133 Elm Creek - 5915 SO TEX ckt 1 | DeWitt | SOUTH | 2025-12-24 | SOL | PV | 205.2 |  | No
27INR0029 | Short Creek BESS | Planned | Wichita Solar I, LLC | Tap 345kV 6101 Riley - 1425 Fisher Road Switch Ckt 1 | Wichita | WEST | 2027-12-17 | OTH | BA | 155.66 |  | No
24INR0201 | Short Creek Solar | Planned | Wichita Solar I, LLC | Tap 345kV 6101 Riley - 1425 Fisher Road Switch Ckt 1 | Wichita | WEST | 2027-12-17 | SOL | PV | 628.33 | 2024-10-02 | Yes
27INR0186 | Silver Dollar Solar | Planned | Silver Dollar Solar Project, LLC | Tap 345 kV Big Brown 3380 to Navarro 68091 ckt#2 | Freestone | NORTH | 2028-04-28 | SOL | PV | 301.9 |  | No
27INR0187 | Silver Dollar Storage | Planned | Silver Dollar Solar Project, LLC | Tap 345 kV Big Brown 3380 to Navarro 68091 ckt#2 | Freestone | NORTH | 2028-04-28 | OTH | BA | 153.1 |  | No
28INR0125 | Silverbell Solar | Planned | Silverbell Energy Center, LLC | Tap 138kV Rivercrest SES 1780 - Deport REA 1768 | Red River | NORTH | 2028-09-30 | SOL | PV | 125.59 |  | No
28INR0124 | Silverbell Storage | Planned | Silverbell Energy Center, LLC | Tap 138kV Rivercrest SES 1780 - Deport REA 1768 | Red River | NORTH | 2028-09-30 | OTH | BA | 129.18 |  | No
21INR0265 | Sisters Solar | Planned | Oberon Solar LLC | tapping the 345 kV line connecting Moss Switch (Bus# 1018) to Wolf Switching Station (Bus# 11010) | Ector | WEST | 2027-05-31 | SOL | PV | 301.6 | 2025-07-01 | Yes
28INR0177 | Sisters Solar II | Planned | Oberon Solar III, LLC | tap 345kV 11010 Wolf Switching Station - 10012 Meteor | Ector | WEST | 2028-12-15 | SOL | PV | 205.54 |  | No
21INR0482 | Sisters Storage | Planned | 174 Power Global Properties | tapping the 345 kV line connecting Moss Switch (Bus# 1018) to Wolf Switching Station (Bus# 11010) | Ector | WEST | 2027-05-31 | OTH | BA | 208.89 |  | No
24INR0172 | Smith Lake Solar DC | Planned | Smith Lake Solar | TAP 345 KV 44645 SINGLETON - 44900 ZENITH Ckt #99 | Grimes | NORTH | 2028-12-29 | SOL | PV | 402 |  | No
25INR0045 | Smith Lake Storage DC | Planned | Smith Lake Solar | Tap 345kV 44645 Singleton - 44900 Zenith Ckt #99 | Grimes | NORTH | 2028-12-28 | OTH | BA | 65 |  | No
23INR0501 | Soda Lake BESS 1 | Planned | Mendoza Trail BESS, LLC | 138kV Soda Lake Substation (#76026) | Crane | WEST | 2026-02-27 | OTH | BA | 203.87 | 2018-08-20 | Yes | 2025-09-02 | 2025-11-05
24INR0383 | Soda Lake BESS 2 SLF | Planned | Crane II Solar Electric, LLC | 138 kV Soda Lake (#76026) | Crane | WEST | 2027-12-01 | OTH | BA | 205.35 |  | No
23INR0080 | Soda Lake Solar 2 SLF | Planned | Crane II Solar Electric, LLC | 138 kV Soda Lake (#76026) | Crane | WEST | 2027-12-01 | SOL | PV | 201.74 | 2022-03-23 | No
26INR0241 | Sol Marina Energy Center | Planned | Adapture Solar Development, LLC | Tap 345kV 2427 Watermill - 2466 Big Onion | Ellis | NORTH | 2027-10-29 | SOL | PV | 175.3 | 2025-04-25 | Yes
26INR0242 | Sol Marina Energy Center BESS | Planned | Adapture Solar Development, LLC | Tap 345kV 2427 Watermill - 2466 Big Onion | Ellis | NORTH | 2027-10-29 | OTH | BA | 57.15 | 2025-04-25 | Yes
23INR0031 | Solace Solar | Planned | IP QUANTUM, LLC. | tap 345kV 1430 Graham - 1048 Tonkawas | Haskell | WEST | 2026-06-01 | SOL | PV | 321.64 | 2024-01-30 | Yes | 2026-01-30
26INR0309 | Solace Storage | Planned | IP Quantum BESS, LLC | tap 345kV 1430 Graham - 1048 Tonkawas | Haskell | WEST | 2026-06-01 | OTH | BA | 321.79 | 2025-03-21 | Yes | 2026-01-30
28INR0432 | Solarville BESS SLF | Planned | Ville Solar, LLC | Tap 345 kV (#2432)Tri Corner - (#3105) Elkton | Kaufman | NORTH | 2028-09-19 | OTH | BA | 0 |  | No
26INR0086 | Solarville Solar SLF | Planned | Ville Solar, LLC | Tap 345kV #3123 Trinidad Switch – #2432 Tri Corner. | Kaufman | NORTH | 2028-09-19 | SOL | PV | 402.86 |  | No
30INR0037 | Solgen Solar | Planned | Lampasas Hybrid Energy LLC | 7066 Adamsville 138kV | Lampasas | NORTH | 2029-08-30 | SOL | PV | 160.2 |  | No
30INR0038 | Solgen Storage | Planned | Lampasas Hybrid Energy LLC | 7066 Adamsville 138kV | Lampasas | NORTH | 2029-08-30 | OTH | BA | 150.3 |  | No
28INR0269 | Soluce Bravo Solar | Planned | BNPB1, LLC | tap 345kV 1444 BROWN - 11441 CORN TRAIL SW CKT2 | Brown | NORTH | 2028-07-29 | SOL | PV | 80.52 |  | No
28INR0270 | Soluce Bravo Storage | Planned | BNPB1, LLC | tap 345kV 1444 BROWN - 11441 CORN TRAIL SW CKT2 | Brown | NORTH | 2028-07-29 | OTH | BA | 301.61 |  | No
28INR0267 | Soluce Cotton Solar | Planned | CTPB1, LLC | Tap 345kV 59904 COTTONWOOD - 60500 EDITH CLARKE | Cottle | WEST | 2028-07-29 | SOL | PV | 202.91 |  | No
28INR0268 | Soluce Cotton Storage | Planned | CTPB1,LLC | Tap 345kV 59904 COTTONWOOD - 60500 EDITH CLARKE | Cottle | WEST | 2028-07-29 | OTH | BA | 201.54 |  | No
27INR0313 | Spindletop Solar | Planned | Banita Creek Solar LLC | Tap Stryker [3109] - Lufkin [3117] 345 kV line | Nacogdoches | NORTH | 2027-06-30 | SOL | PV | 286.04 | 2025-12-29 | Yes
27INR0314 | Spindletop Storage | Planned | Banita Creek Solar LLC | Tap 345kV 3109 Stryker - 3117 Lufkin | Nacogdoches | NORTH | 2027-06-30 | OTH | BA | 142.57 | 2025-12-26 | Yes
25INR0164 | Star Dairy Solar | Planned | Star Dairy Solar LLC | Tap 345kV 1692 PARIS_SW1_5 -- 11699 WOODARD_5 | Lamar | NORTH | 2027-04-03 | SOL | PV | 125.61 | 2024-12-09 | No
25INR0334 | Star Dairy Storage | Planned | Star Dairy Storage | Tap 345kV 1692 PARIS_SW1_5 -- 11699 WOODARD_5 | Lamar | NORTH | 2027-04-03 | OTH | BA | 204.93 | 2024-12-09 | No
28INR0195 | Star Grass Renewable Energy Solar SLF | Planned | Star Grass Renewable Energy LLC | Tap 138kV 6310 Putnam - 3378 Carbon_8 | Eastland | NORTH | 2029-09-14 | SOL | PV | 150 |  | No
28INR0197 | Star Grass Renewable Energy Storage SLF | Planned | Star Grass Renewable Energy LLC | Tap 138kV 6310 Putnam - 3378 Carbon_8 | Eastland | NORTH | 2029-09-14 | OTH | BA | 0 |  | No
25INR0556 | Stargazer BESS | Planned | Stargazer Solar LLC | 44010 WA Parish - 42980 Nash 138 kV | Brazoria | COASTAL | 2027-02-01 | OTH | BA | 104.5 |  | No
25INR0555 | Stargazer Solar | Planned | Stargazer Solar LLC | 44010 WA Parish - 42980 Nash 138 kV Ckt 02 | Brazoria | COASTAL | 2027-02-01 | SOL | PV | 157.7 |  | No
27INR0105 | Starlight Solar | Planned | Mills Tx Solar LLC | tap the 138 kV Goldthwaite (#7070) – San Saba Switch (#77074) | Mills | NORTH | 2030-05-09 | SOL | PV | 130.72 | 2025-12-31 | No
27INR0107 | Starlight Storage | Planned | Mills Tx Solar LLC | Tap 138kV 7070 Goldthwaite – 77074 San Saba Switch | Mills | NORTH | 2030-05-09 | OTH | BA | 104.66 | 2025-12-31 | No
24INR0440 | Starling Solar | Planned | Starling Solar, LLC | 138-kV Birdhouse (7255) Starling Solar Phase II is a an addition of 42.24MW to the 23INR0035 (solar) filed in 2020. 23INR0181 (storage) was filed in 2021. | Gonzales | SOUTH | 2028-01-28 | SOL | PV | 144.5 |  | No
23INR0035 | Starling Solar | Planned | Starling Solar, LLC | tap 138kV 7224 Luling - 7245 Gonzales | Gonzales | SOUTH | 2028-01-28 | SOL | PV | 144 | 2021-12-03 | Yes
23INR0181 | Starling Storage | Planned | Starling Storage, LLC | tap 138kV 7224 Luling - 7245 Gonzales | Gonzales | SOUTH | 2027-05-15 | OTH | BA | 63.6 | 2023-08-03 | Yes
20INR0216 | Starr Solar Ranch | Planned | Starr Solar Ranch 1 LLC | 8795 Roma 138kV | Starr | SOUTH | 2025-08-14 | SOL | PV | 136.73 | 2020-10-01 | Yes | 2024-10-09 | 2024-10-30
25INR0379 | Starr Storage | Planned | Falcon Lake Storage, LLC | 8795 Roma 138kV | Starr | SOUTH | 2028-03-29 | OTH | BA | 0 |  | No
25INR0497 | Stegall Solar | Planned | BT Martin Solar, LLC | Elliott (Bus #53) to Franklin (Bus #57) 69kV Transmission Line | Robertson | NORTH | 2027-05-30 | SOL | PV | 81.57 |  | No
25INR0498 | Stegall Storage | Planned | BT Martin Solar, LLC | Tap connection to a new switching station on the Elliott (Bus #53) - Franklin (Bus #57) 69 kV Transmission Line | Robertson | NORTH | 2027-05-30 | OTH | BA | 50.47 |  | No
28INR0253 | Stonewall BESS | Planned | Stonewall ESS, LLC | tap 138kV 6150 SPUR4A - 6158 ASPM4A | Stonewall | WEST | 2028-12-29 | OTH | BA | 135 |  | No
27INR0242 | Stonewall Solar | Planned | Stonewall PV, LLC | #755 BEPC ASPERMONT 69KV | Stonewall | WEST | 2029-01-15 | SOL | PV | 60.2 |  | No
27INR0385 | Straight Spur Solar | Planned | ENGIE IR Holdings LLC | Tap 345 kV ClearFork (Bus #23876) to Gardenale Switch (Bus #11157) | Andrews | WEST | 2029-04-01 | SOL | PV | 251.8 |  | No
27INR0386 | Straight Spur Storage | Planned | ENGIE IR Holdings LLC | Tap 345kV ClearFork( Bus # 23876) to Gardenale Switch (Bus # 11157) | Andrews | WEST | 2029-04-01 | OTH | BA | 306.2 |  | No
28INR0209 | Strawberry Dunes BESS SLF | Planned | Strawberry Dunes LLC | Tap 138kV ROSSVILLESB8 (5718) to OAKSSW8 (5713) | Atascosa | SOUTH | 2028-06-30 | OTH | BA | 0 |  | No
28INR0208 | Strawberry Dunes Solar SLF | Planned | Strawberry Dunes LLC | Tap 138kV ROSSVILLESB8 (5718) to OAKSSW8 (5713) | Atascosa | SOUTH | 2028-06-30 | SOL | PV | 101.1 |  | No
26INR0444 | Sullivan BESS | Planned | Sullivan Solar LLC | Tap 138kV 8798 La Grulla - 8355 Goodwin | Hidalgo | SOUTH | 2029-02-25 | OTH | BA | 72.19 |  | No
26INR0443 | Sullivan Solar | Planned | Sullivan Solar LLC | Tap 138kV 8798 La Grulla - 8355 Goodwin | Hidalgo | SOUTH | 2029-02-25 | SOL | PV | 170.68 |  | No
23INR0222 | Sunbelt Solar | Planned | Rose Hill Solar LLC | tap 138kV 6902 Talty - 6801 Patton | Kaufman | NORTH | 2026-12-31 | SOL | PV | 81.5 |  | No
23INR0409 | Sunbelt Storage | Planned | Rose Hill Solar LLC | Tap 138kV 6902 Talty - 6894 Rose Hill | Kaufman | NORTH | 2026-12-31 | OTH | BA | 52 |  | No
28INR0181 | Sunburst BESS | Planned | Indigo Solar, LLC | KATOEN (Bus#8579) | San Patricio | COASTAL | 2029-03-16 | OTH | BA | 256.3 |  | No
28INR0179 | Sunburst Solar | Planned | Indigo Solar, LLC | KATOEN (Bus#8579) | San Patricio | COASTAL | 2029-03-16 | SOL | PV | 301.6 |  | No
27INR0228 | Sunlit Pines BESS SLF | Planned | Sunlit Pines BESS LLC | Tap 138 kV 3342 Bayou Loco - 3341 Central Angelina County | Nacogdoches | NORTH | 2027-10-03 | OTH | BA | 208.12 |  | No
27INR0226 | Sunlit Pines Solar SLF | Planned | Sunlit Pines Energy Center LLC | Tap 138 kV 3342 Bayou Loco - 3341 Central Angelina County | Nacogdoches | NORTH | 2027-10-03 | SOL | PV | 206.71 |  | No
28INR0061 | Sunrose Renewable Energy Solar SLF | Planned | Sunrose Renewable Energy LLC | Tap 138kV #44740 WALLIS - #44700 GEBHRT | Austin | SOUTH | 2029-12-31 | SOL | PV | 309.88 |  | No
28INR0066 | Sunrose Renewable Energy Storage SLF | Planned | Sunrose Renewable Energy LLC | Tap 138kV 44740 WALLIS - 44700 GEBHRT | Austin | SOUTH | 2029-12-31 | OTH | BA | 0 |  | No
27INR0047 | Sunscape Renewable Energy Solar SLF | Planned | Sunscape Renewable Energy LLC | Bus# 8455 Lon C Hill to Bus# 80078 Reforzar 345 kV Line | Nueces | COASTAL | 2029-01-26 | SOL | PV | 522.75 | 2024-07-18 | Yes
27INR0048 | Sunscape Renewable Energy Storage SLF | Planned | Sunscape Renewable Energy LLC | Tap 345kV 8455 Lon C Hill -- 80078 Reforzar | Nueces | COASTAL | 2029-01-26 | OTH | BA | 0 | 2024-07-18 | Yes
29INR0172 | Sweetheart BESS | Planned | Sweetheart Energy, LLC | Tap 345kV #1430 GRAHAM SES - # 17002 GARVEY ROAD SWITCH | Young | WEST | 2029-02-14 | OTH | BA | 310.16 |  | No
29INR0171 | Sweetheart Solar | Planned | Sweetheart Energy, LLC | Tap 345kV #1430 GRAHAM SES - # 17002 GARVEY ROAD SWITCH | Young | WEST | 2029-02-14 | SOL | PV | 301.14 |  | No
26INR0446 | Sword BESS | Planned | Hidalgo Solar LLC | Tap 138 kV 8394 Liston - 8392 Bates | Starr | SOUTH | 2029-02-22 | OTH | BA | 44.4 |  | No
26INR0445 | Sword Solar | Planned | Hidalgo Solar LLC | Tap 138 kV 8394 Liston - 8392 Bates | Starr | SOUTH | 2029-02-22 | SOL | PV | 137.18 |  | No
28INR0194 | Tapaderos Solar | Planned | Tapaderos Solar, LLC | TAP 345kV #1435 Long Creek - #1430 Graham SES | Young | WEST | 2028-09-19 | SOL | PV | 301.6 |  | No
28INR0196 | Tapaderos Storage | Planned | Tapaderos Storage, LLC | TAP 345kV #1430 GRAHAM SES - #1435 LONG CREEK | Young | WEST | 2028-09-19 | OTH | BA | 207 |  | No
24INR0189 | Tehuacana Creek BESS SLF | Planned | Tehuacana Creek Solar LLC | Tap 345kV 3381 Big Brown – 68091 Navarro circuit #01 | Navarro | NORTH | 2027-03-10 | OTH | BA | 0 | 2024-11-25 | Yes
24INR0188 | Tehuacana Creek Solar | Planned | Tehuacana Creek Solar LLC | Tap 345kV 3381 Big Brown – 68091 Navarro circuit | Navarro | NORTH | 2027-03-10 | SOL | PV | 505.43 | 2024-11-25 | Yes
29INR0170 | Three Ranches BESS | Planned | Three Ranches Energy LLC | TAP 138kV #6680 Alamitto Creek - #60444 Hayter Ranch | Brewster | WEST | 2027-01-30 | OTH | BA | 103.37 |  | No
28INR0271 | Three Ranches Solar | Planned | Three Ranches Energy LLC | TAP 138kV #6680 Alamitto Creek - #60444 Hayter Ranch | Brewster | WEST | 2027-01-30 | SOL | PV | 125.53 |  | No
24INR0532 | Timber Cove Solar SLF | Planned | Freestone Solar, LLC | Tap 138 kV 212 Winkler - 3510 Pin Oak | Freestone | NORTH | 2027-04-01 | SOL | PV | 100.5 |  | No
26INR0394 | Timber Cove Storage SLF | Planned | Freestone Solar, LLC | Tap 138 kV 212 Winkler - 3510 Pin Oak | Freestone | NORTH | 2027-04-01 | OTH | BA | 0 |  | No
26INR0161 | Timberline Solar | Planned | Timberline Renewables, LLC | Tap 345 kV 3119 Nacogdoches SE - 3116 Mt Enterprise | Nacogdoches | NORTH | 2029-04-20 | SOL | PV | 201 |  | No
26INR0162 | Timberline Storage | Planned | Timberline Renewables, LLC | Tap 345 kV 3119 Nacogdoches SE - 3116 Mt Enterprise | Nacogdoches | NORTH | 2029-04-20 | OTH | BA | 100.5 |  | No
28INR0394 | Treehouse Solar | Planned | Treehouse Solar, LLC | Tap the 345 kV Jewett (#3390) - Singleton (#44645) line | Grimes | NORTH | 2028-11-13 | SOL | PV | 281.77 |  | No
28INR0395 | Treehouse Storage | Planned | Treehouse Solar, LLC | Tap the 345 kV Jewett (#3390) - Singleton (#44645) line, ONCOR | Grimes | NORTH | 2028-11-13 | OTH | BA | 209.21 |  | No
25INR0451 | Tres Rios Ranch BESS | Planned | LectricWind LLC | 76008 Twelvemile 345kV | Upton | WEST | 2027-12-31 | OTH | BA | 290 | 2025-12-30 | No
24INR0404 | Tres Rios Ranch Solar | Planned | LectricWind LLC | 76008 Twelvemile 345kV | Upton | WEST | 2027-12-31 | SOL | PV | 508 | 2025-12-30 | No
28INR0389 | Tri-X BESS 1 SLF | Planned | Crane I Solar Electric, LLC | 138 kV Soda Lake (#76026) | Crane | WEST | 2027-12-01 | OTH | BA | 205.3 |  | No
20INR0143 | Tri-X Solar 1 SLF | Planned | Crane I Solar Electric, LLC | 138 kV Soda Lake (#76026) | Crane | WEST | 2027-12-01 | SOL | PV | 201.5 | 2022-02-28 | No
24INR0239 | Trojan BESS SLF | Planned | Trojan BESS | 11735 Cedar Elm Switch 345kV | Cooke | NORTH | 2029-07-01 | OTH | BA | 0 |  | No
23INR0296 | Trojan Solar SLF | Planned | Compadre Solar, LLC | 11735 Cedar Elm Switch 345kV | Cooke | NORTH | 2026-05-05 | SOL | PV | 150.59 | 2022-10-10 | Yes | 2025-11-17 | 2026-01-05
27INR0086 | Tumbleweed Solar | Planned | Hecate Energy Tumbleweed Solar LLC | 59905 Faraday 345 kV | Borden | WEST | 2027-12-01 | SOL | PV | 613.89 |  | No
27INR0087 | Tumbleweed Storage | Planned | Hecate Energy Tumbleweed Storage LLC | 59905 Faraday 345 kV | Borden | WEST | 2027-12-01 | OTH | BA | 507.2 |  | No
25INR0623 | Turkey Creek Battery Energy Storage System SLF | Planned | Greenray Solar Corporation | 7425 ODLASW 138 kV | Kinney | SOUTH | 2027-10-26 | OTH | BA | 0 |  | No
25INR0622 | Turkey Creek Solar SLF | Planned | Greenray Solar Corporation | 7425 ODLASW 138kV | Kinney | SOUTH | 2027-10-26 | SOL | PV | 180.9 |  | No
28INR0104 | Vazlon BESS SLF | Planned | Vazlon Energy LLC | 8619 Encinal - 8627 Lemay Box Bay 138kV line | La Salle | SOUTH | 2028-06-30 | OTH | BA | 0 |  | No
28INR0101 | Vazlon Solar SLF | Planned | Vazlon Energy LLC | 8619 Encinal - 8627 Lemay Box Bay 138kV line | La Salle | SOUTH | 2028-06-30 | SOL | PV | 211.41 |  | No
27INR0373 | Velado Solar SLF | Planned | Velado Solar, LLC | Tap 138kV 78281 Dimmit - 8274 Conoco Chittam | Dimmit | SOUTH | 2028-09-14 | SOL | PV | 115.2 |  | No
27INR0374 | Velado Storage SLF | Planned | Velado Solar, LLC | Tap 138kv 78281 Dimmit - 8274 Conoco Chittam. | Dimmit | SOUTH | 2028-09-14 | OTH | BA | 115.2 |  | No
27INR0493 | Velociraptor BESS I | Planned | Greyhound BESS 2 LLC | 10012 METEOR_5 Substation 345kV | Ector | WEST | 2028-11-17 | OTH | BA | 261.12 |  | No
28INR0323 | Velociraptor BESS II | Planned | Greyhound BESS 3 LLC | #11028 Odessa EHV SW - #11010 Wolf Switch 345K | Ector | WEST | 2028-11-17 | OTH | BA | 261.29 |  | No
22INR0218 | Velociraptor Solar I | Planned | Greyhound Solar 2 | #10012 METEOR 5 Substation 345kV | Ector | WEST | 2028-11-17 | SOL | PV | 251.67 |  | No
28INR0322 | Velociraptor Solar II | Planned | Greyhound Solar 3 LLC | Tap south bus Odessa EHV SW (11028) - Wolf Switch (11010) 345KV section at (31.740371, -102.502076) | Ector | WEST | 2028-11-17 | SOL | PV | 251.73 |  | No
28INR0206 | Wagon Timber Solar | Planned | Wagon Timber Solar, LLC | 6110 Munday East 138kV | Knox | WEST | 2028-10-16 | SOL | PV | 172.1 |  | No
28INR0207 | Wagon Timber Storage | Planned | Wagon Timber Storage, LLC | 6110 Munday East 138kV | Knox | WEST | 2028-10-16 | OTH | BA | 53.49 |  | No
20INR0106 | Wang Solar SLF | Planned | BT Yixin Solar, LLC | tap 345kV 3409 LakeCr1 - 3414 TempSS | Falls | NORTH | 2026-03-31 | SOL | PV | 144.6 |  | No
22INR0514 | Wang Storage SLF | Planned | BT Yixin Solar, LLC | tap 345kV 3409 LakeCr1 - 3414 TempSS | Falls | NORTH | 2026-03-31 | OTH | BA | 0 |  | No
25INR0447 | Waterloo BESS 1 | Planned | Waterloo Solar, LLC | Tap 345-kV 7040 Austrop to 7042 Zorn | Bastrop | SOUTH | 2027-12-01 | OTH | BA | 105.64 | 2024-09-04 | No
25INR0422 | Waterloo Solar 1 | Planned | Waterloo Solar, LLC | Tap 345-kV 7040 Austrop to 7042 Zorn | Bastrop | SOUTH | 2027-12-01 | SOL | PV | 200.64 | 2024-09-04 | No
26INR0110 | Western Flats Solar | Planned | Hecate Energy Point Mountain Solar Facility 1 LLC | Tap 138 kV 76615 Crane -76635 King Mountain; POI is 7.85 miles from Crane. | Crane | WEST | 2028-11-01 | SOL | PV | 410.2 |  | No
26INR0188 | Western Flats Storage | Planned | Hecate Energy Point Mountain Solar Facility 1 LLC | Tap 138 kV 76615 Crane -76635 King Mountain | Crane | WEST | 2028-11-01 | OTH | BA | 410.7 |  | No
27INR0332 | White Wing Solar | Planned | White Wing Solar, LLC | Tap 345 kV (#60504) Tesla - (#6111) Riley | Wilbarger | WEST | 2028-07-01 | SOL | PV | 127.4 |  | No
27INR0333 | White Wing Storage | Planned | White Wing Solar, LLC | Tap 345 kV (#60504) Tesla - (#6111) Riley | Wilbarger | WEST | 2028-07-01 | OTH | BA | 130.4 |  | No
27INR0330 | Wild Horse Desert Solar | Planned | Wild Horse Desert Solar, LLC | Tap 138kV 8613 Big Well - 8212 Dilley Switch | Dimmit | SOUTH | 2028-07-01 | SOL | PV | 120 |  | No
27INR0331 | Wild Horse Desert Storage | Planned | Wild Horse Desert Solar, LLC | Tap 138kV 8613 Big Well - 8212 Dilley Switch | Dimmit | SOUTH | 2028-07-01 | OTH | BA | 90.3 |  | No
28INR0198 | Winters Glow Solar | Planned | Winters Glow Solar, LLC | tap 345kV 1444 BROWN SWITCH - 11406 CENTRAL BLUFF | Runnels | WEST | 2028-09-19 | SOL | PV | 301.6 |  | No
28INR0199 | Winters Glow Storage | Planned | Winters Glow Storage, LLC | tap 345kV 1444 BROWN SWITCH - 11406 CENTRAL BLUFF | Runnels | WEST | 2028-09-19 | OTH | BA | 155.2 |  | No
27INR0440 | Wisdom BESS SLF | Planned | Wisdom Green Energy LLC | Tap 138 kV #38455 HOLIDAY SUB TNP - 138 kV #38450 SOAPTREE TNP | Pecos | WEST | 2027-10-06 | OTH | BA | 102.88 |  | No
27INR0438 | Wisdom Solar SLF | Planned | Wisdom Green Energy LLC | Tap 138 kV #38455 HOLIDAY SUB TNP - #38450 SOAPTREE TNP | Pecos | WEST | 2027-10-06 | SOL | PV | 299.37 |  | No
25INR0172 | Wolf Spring Solar | Planned | Wolf Spring Solar, LLC | Tap 345kV 59904 Cotton Wood - 23922 White River Ckt 1 | Dickens | PANHANDLE | 2028-04-19 | SOL | PV | 195.8 | 2024-08-14 | No
25INR0173 | Wolf Spring Storage | Planned | Wolf Spring Solar, LLC | Tap 345kV 59904 Cotton Wood - 23922 White River Ckt 1 | Dickens | PANHANDLE | 2028-04-19 | OTH | BA | 202.7 | 2024-08-14 | No
27INR0456 | Yellow Leaf BESS | Planned | Lightsource Renewable Energy Development LLC | Tap 138kV Crandall (#2727) – Kaufman Northwest (#2724) | Kaufman | NORTH | 2028-09-25 | OTH | BA | 103.1 |  | No
28INR0412 | Yellow Leaf II BESS | Planned | Yellow Leaf 2 BESS LLC | Tap 138kV 2727 CRANDALL1_8 - 2724 KAUFMN_8 | Kaufman | NORTH | 2028-09-25 | OTH | BA | 205.74 |  | No
27INR0455 | Yellow Leaf Solar | Planned | Lightsource Renewable Energy Development LLC | Tap 138kV Crandall (#2727) – Kaufman Northwest (#2724) | Kaufman | NORTH | 2028-09-25 | SOL | PV | 103.19 |  | No
25INR0587 | Zeus Armstrong BESS | Planned | Armstrong BESS, LLC | Tap 345KV 23900 ALIBATES - 23914 TULECNYN | Armstrong | PANHANDLE | 2028-04-17 | OTH | BA | 1043.08 |  | No
25INR0586 | Zeus Armstrong Solar | Planned | Armstrong Solar, LLC | Tap 345KV 23900 AlLIBATES -23914 TULECNYN | Armstrong | PANHANDLE | 2028-04-17 | SOL | PV | 503.56 |  | No
25INR0589 | Zeus Mitchell BESS | Planned | Mitchell BESS | Tap 345 kV 10049 Ranger Camp - 10057 Prong Moss CKT #01 and #02 | Mitchell | WEST | 2029-04-17 | OTH | BA | 1042.94 |  | No
26INR0686 | Zeus Mitchell BESS II | Planned | Zeus Mitchell BESS II, LLC | Tap 345 kV 10049 Ranger Camp - 10057 Prong Moss CKT #01 and #02 | Mitchell | WEST | 2027-05-01 | OTH | BA | 1042.94 |  | No
25INR0588 | Zeus Mitchell Solar | Planned | Mitchell Solar, LLC | Tap 345 kV 10049 Ranger Camp - 10057 Prong Moss CKT #01 and #02 | Mitchell | WEST | 2029-04-17 | SOL | PV | 804.71 |  | No
25INR0591 | Zeus Rusk BESS | Planned | Rusk BESS, LLC | Tap 345kV 3109 Stryker to 3100 Martin Lake | Rusk | NORTH | 2027-03-01 | OTH | BA | 208.8 |  | No
25INR0590 | Zeus Rusk Solar | Planned | Rusk Solar, LLC | Tap 345kV 3109 Stryker to 3100 Martin Lake | Rusk | NORTH | 2027-03-01 | SOL | PV | 26.8 |  | No
27INR0535 | Zeus Scurry BESS | Planned | Zeus Scurry BESS | MHOS 345 kV Substation (#59911) | Scurry | WEST | 2028-10-01 | OTH | BA | 1043.07 |  | No
27INR0529 | Zeus Scurry Solar | Planned | Scurry Solar, LLC | MHOS 345 kV Substation (#59911) | Scurry | WEST | 2028-10-01 | SOL | PV | 503.54 |  | No
28INR0442 | Zunkerville BESS | Planned | Zunkerville Energy, LLC | 345kV BUS #5725 PAWNEE SWITCHING STATION | Karnes | SOUTH | 2028-06-01 | OTH | BA | 206.74 |  | No
28INR0443 | Zunkerville Solar | Planned | Zunkerville Energy, LLC | #5725 PAWNEE SWITCHING STATION 345kV | Karnes | SOUTH | 2028-06-01 | SOL | PV | 200.67 |  | No

## Co-located with Wind
Battery Energy Storage Projects Co-Located with Wind Projects Based on the January 2026 GIS Report
NOTES:
This table includes Large Generator Battery projects that have requested Full Interconnection Studies. It also includes Small Generator projects that have completed Resource Registration form as indicated by assignment of a "Model Ready Date".
For the purposes of this report Battery Energy Storage project is considered co-located with Wind Project if there are new or existing Wind projects at the same POI, with similar project name and same Interconnecting Entity (or same parent or holding company).
The projects are listed in alphabetical order.
Gray-highlighted cells indicate that the information is not applicable because the project is operational.
INR | Project Name | Project Status | Interconnecting Entity | POI Location | County | CDR Reporting Zone | Projected COD | Fuel | Technology | Capacity (MW) | IA Signed |  | Approved for Energization | Approved for Synchronization | Comment
Financial Security
and Notice to
Proceed Provided
25INR0492 | Blue Summit Energy Storage | Planned | NextEra Energy Interconnection Holdings, LLC | 61001 JIM TREECE 345kV | Wilbarger | WEST | 2026-04-03 | OTH | BA | 100 | 2012-02-22 | Yes | 2025-12-17
| BLUE SUMMIT WIND 1 | Operational |  | 61001 JIM TREECE 345kV | Wilbarger | WEST |  | WIN | WT | 135.4
| BLUE SUMMIT WIND 2 | Operational |  | 61001 JIM TREECE 345kV | Wilbarger | WEST |  | WIN | WT | 99.36
| BLUE SUMMIT WIND 3 | Operational |  | 61001 JIM TREECE 345kV | Wilbarger | WEST |  | WIN | WT | 200.2
| Bobcat Bluff | Operational |  | 1475 Windthorst 138 kV | Archer | WEST |  | WIN | WT | 162
25INR0616 | Bobcat Bluff Storage SLF | Planned | Cub Storage LLC | 1475 Windthorst 138 kV | Archer | WEST | 2027-04-15 | OTH | BA | 0 | 2026-01-12 | No
27INR0231 | Easy Battery Energy Storage Center | Planned | Easy Wind Energy Center, LLC | Tap 345 kV 76003 Big Hill to 76005 Schneeman Draw | Schleicher | WEST | 2027-12-01 | OTH | BA | 200 |  | No
27INR0246 | Easy Wind Energy Center | Planned | Easy Wind Energy Center, LLC | Tap 345kV #76003 Big Hill - #76005 Schneeman Draw circuit #1 | Schleicher | WEST | 2027-12-01 | WIN | WT | 241.13 |  | No
26INR0589 | Goat Mountain BESS | Planned | Goat Wind LLC | 76030-Gasconades Creek 345 kV | Sterling | WEST | 2027-06-01 | OTH | BA | 201.1 |  | No
26INR0611 | Goat Mountain BESS 2 | Planned | Goat Wind LLC | 76030-Gasconades Creek 345 kV | Sterling | WEST | 2027-06-01 | OTH | BA | 100.7 |  | No
27INR0367 | Goat Mountain Wind-Repower | Planned | Goat Wind LLC | 76030 Gasconades Creek 345kV | Sterling | WEST | 2027-06-01 | WIN | WT | 303.2 |  | No
26INR0402 | HILLBORO BESS | Planned | Abei Energy Green XI LLC | TAP 138 kV 3522 HILLBORO1_8 - 234 CHATT | Hill | NORTH | 2028-09-21 | OTH | BA | 127.29 |  | No
27INR0312 | HILLBORO WIND | Planned | Abei Energy Green XI LLC | Tap 138 kV 3522 HILLBORO1_8 - 234 CHATT | Hill | NORTH | 2028-09-21 | WIN | WT | 27.77 |  | No
24INR0247 | Lacy Creek Energy Storage SLF | Planned | Edmondson Ranch Wind Holdings, LLC | 59907 Bernoulli 345kV | Glasscock | WEST | 2027-07-01 | OTH | BA | 0 |  | Yes
| Lacy Creek wind | Operational |  | 59907 Bernoulli 345kV | Glasscock | WEST |  | WIN | WT | 301.3
27INR0227 | PALO VERDE BESS | Planned | RWE Clean Energy Development, LLC | Tap 345kV 8624 Grissom – 8455 Lon C Hill | San Patricio | COASTAL | 2027-09-02 | OTH | BA | 150 |  | No
27INR0132 | Palo Verde Wind | Planned | RWE Clean Energy Development, LLC | Tap 345kV 8624 Grissom – 8455 Lon C Hill | San Patricio | COASTAL | 2027-09-02 | WIN | WT | 297.5 | 2025-12-19 | No
27INR0080 | Pecos Storage Center | Planned | Laurel Energy Center, LLC | Tap 345kV 60404 Solstice - 76002 Bakersfield Ckt 2 | Pecos | WEST | 2027-03-28 | OTH | BA | 200.8 | 2024-10-25 | Yes
27INR0510 | Pecos Wind | Planned | Midnight Energy Center, LLC | Tap 345 kV 60404 Solstice (SOLSTICE7A) – 76002 Bakersfield (L_BAKERS5_1Y) CKT 2 | Pecos | WEST | 2027-09-30 | WIN | WT | 191 |  | No
23INR0538 | Roadrunner Crossing BESS SLF | Planned | Roadrunner Crossing BESS | 68051 Reata 354kV | Eastland | NORTH | 2026-02-13 | OTH | BA | 0 | 2025-02-18 | Yes | 2025-11-14 | 2025-12-10
26INR0726 | Roadrunner Crossing Wind (Uprate) | Planned | Roadrunner Wind, LLC | 68051 Reata 345kV | Eastland | NORTH | 2026-06-30 | WIN | WT | 3.3 |  | No
| Roadrunner Crossing Wind SLF | Operational |  | 68051 Reata 345kV | Eastland | NORTH |  | WIN | WT | 128
26INR0387 | Zeus Spade BESS | Planned | Spade BESS | Tap 345 kV 1030 Morgan Creek to 76030 Gasconades Creek | Mitchell | WEST | 2027-03-20 | OTH | BA | 446.3 |  | No
26INR0386 | Zeus Spade Wind | Planned | Spade Wind, LLC | Tap 345 kV 1030 Morgan Creek to 76030 Gasconades Creek | Mitchell | WEST | 2027-03-20 | WIN | WT | 987.3 |  | No

## Co-located with Thermal
Battery Energy Storage Projects Co-Located with Thermal Generation Projects Based on the January 2026 GIS Report
NOTES:
This table includes Large Generator Battery projects that have requested Full Interconnection Studies. It also includes Small Generator projects that have completed Resource Registration form as indicated by assignment of a "Model Ready Date".
For the purposes of this report, the Battery Energy Storage project is considered co-located with thermal generation projects if there are new or existing project at the same POI, with similar project name and same Interconnecting Entity (or same parent or holding company).
The projects are listed in alphabetical order.
Gray-highlighted cells indicate that the information is not applicable because the project is operational.
INR | Project Name | Project Status | Interconnecting Entity | POI Location | County | CDR Reporting Zone | Projected COD | Fuel | Technology | Capacity (MW) | IA Signed |  | Approved for Energization | Approved for Synchronization
Financial Security
and Notice to
Proceed Provided
27INR0572 | Kilby1 Part 1 Small Block Simple Cycle | Planned | Energy Forge One LLC | Tap 345 11098 SLKSW – 60404 SOLSTICE Ckt 1 Tap 345 11098 SLKSW – 60404 SOLSTICE Ckt 2 | Reeves | WEST | 2027-11-04 | GAS | GT | 371 |  | No
28INR0457 | Kilby1 Part 2 Tier1 BESS | Planned | Energy Forge One LLC | Tap 345 11098 SLKSW – 60404 SOLSTICE Ckt 1 Tap 345 11098 SLKSW – 60404 SOLSTICE Ckt 2 | Reeves | WEST | 2028-01-21 | OTH | BA | 560 |  | No
28INR0459 | Kilby1 Part 4 Large Block Simple Cycle | Planned | Energy Forge One LLC | Tap 345KV 11098 SLKSW – 60404 SOLSTICE Ckt 1 & Ckt 2 | Reeves | WEST | 2028-04-20 | GAS | GT | 950 |  | No

## Stand-Alone
Stand-Alone Battery Storage Projects Based on the January 2026 GIS Report
NOTES:
This table includes Large Generator Battery projects that have requested Full Interconnection Studies. It also includes Small Generator projects that have completed Resource Registration form as indicated by assignment of a "Model Ready Date".
For the purposes of this report, the Battery Energy Storage project is considered stand-alone if there is no other project located at the same POI, with similar project name and same Interconnecting Entity (or same parent or holding company).
The projects are listed in alphabetical order.
Gray-highlighted cells indicate that the information is not applicable because the project is operational.
INR | Project Name | Project Status | Interconnecting Entity | POI Location | County | CDR Reporting Zone | Projected COD | Fuel | Technology | Capacity (MW) | IA Signed |  | Approved for Energization | Approved for Synchronization | Comment
Financial Security
and Notice to
Proceed Provided
28INR0328 | 18-ALPHA BESS | Planned | SCOUT ENERGY MANAGEMENT, LLC | To the 138 kV Valley View Substation, ( Bus No.691) | Cooke | NORTH | 2028-02-01 | OTH | BA | 307.4 |  | No
28INR0327 | 18-BRAVO BESS | Planned | Scout Energy Management, LLC | 138 kV Commerce Switch Substation. Bus no. #1816 | Hunt | NORTH | 2028-02-01 | OTH | BA | 407 |  | No
25INR0701 | Abilene Elmcreek BESS | Planned | DGSP2 LLC | Station Name: Abilene Elm Creek TSP Station Code: ELMCRK Load Transformer name: LOAD1 Bus#: 6255 Voltage in kV (Transmission Level): 138kV | Taylor | WEST | 2026-01-30 | OTH | BA | 9.9 | 2024-08-15 | Yes | 2025-11-24 | 2025-12-09
25INR0702 | Abilene Industrial Park BESS | Planned | Distributed Generation Solutions LLC | Station Name: Abilene Industrial Park TSP Station Code: ABINDUST Load Transformer name: LOAD1 Bus#: 60772 Voltage in kV (Transmission Level): 138kV | Taylor | WEST | 2026-01-15 | OTH | BA | 9.9 | 2024-08-15 | Yes | 2025-10-28 | 2025-12-17
25INR0460 | Acker BESS | Planned | Ogallala BESS LLC | 23912 Ogallala 345 kV | Castro | PANHANDLE | 2028-04-17 | OTH | BA | 301.04 | 2025-04-21 | No
25INR0610 | Adam Bryant BESS | Planned | Adam Bryant BESS LLC | Tap 138kV 5225 HONDO – 5819 HONDO CREEK | Medina | SOUTH | 2027-12-01 | OTH | BA | 99.52 |  | No
23INR0502 | Adelite Storage | Planned | Adelite Storage Project LLC | Tap 138kV Thorndale North (bus #3659) – Rookie Switch (bus #3701) | Milam | SOUTH | 2027-04-15 | OTH | BA | 231.88 | 2024-08-27 | No
28INR0265 | Agricola BESS | Planned | Agricola BESS LLC | Tap 138kV GEBHARDT (#44700) - Wallis (#44740) | Austin | SOUTH | 2029-05-31 | OTH | BA | 0 |  | No
26INR0330 | Alamo City BESS | Planned | ALAMO CITY ESS LLC | Tap 138kV 5294 Martinez - 5110 JT Deely | Bexar | SOUTH | 2027-09-21 | OTH | BA | 128.2 | 2025-05-22 | No
25INR0763 | Alamo Street BESS | Planned | Alamo Clean Energy Center, LLC | New DESR on the coordinates above tie at 12.47kV to: TSP Station Name: Alamo TSP Station Code: Alamo_ST Load Name: Alamo_3 Bus #: PTI Bus Number: 38331 Voltage (Transmission level kV): 138kV Node (load/load XFMR in NMMS): 9643 | Pecos | WEST | 2026-01-30 | OTH | BA | 9.99 | 2024-12-26 | Yes | 2025-11-20 | 2025-12-12
25INR0071 | Albatross BESS | Planned | Albatross Solar, LLC | From Bus #165 Windsor Switch To Bus #161 McGregor | McLennan | NORTH | 2028-02-22 | OTH | BA | 50.4 |  | No
25INR0579 | Albatross BESS 2 | Planned | Albatross Solar, LLC | Tap 138kV 165 Windsor Switch - 161 McGregor | McLennan | NORTH | 2028-02-22 | OTH | BA | 159.6 |  | No
25INR0421 | Aldrin 138 BESS | Planned | Aldrin Energy Storage LLC | (Bus: 39015) North Alvin TNMP 138kV | Brazoria | COASTAL | 2027-07-01 | OTH | BA | 207 | 2024-04-18 | Yes
25INR0425 | Aldrin 345 BESS | Planned | Aldrin Energy Storage LLC | (Bus: 43030) Meadow 345kV substation | Brazoria | COASTAL | 2027-12-01 | OTH | BA | 362 | 2024-06-15 | Yes
24INR0381 | Alexandrite Storage | Planned | Johnson Energy Storage, LLC | 8359 Santa Rosa (S_SNROSA4A) 138kV | Cameron | COASTAL | 2026-12-10 | OTH | BA | 203 |  | No
28INR0321 | Altair Energy Storage | Planned | Altair Energy Storage | Tap on 138 kV ALTAIR (bus# 78118) to STAFFORD HILL (bus# 78520) | Colorado | SOUTH | 2030-03-31 | OTH | BA | 201.76 |  | No
27INR0465 | Althea Storage | Planned | Sugaree Solar LLC | Tap Escondido (8260) - Brackettville (8252) | Maverick | SOUTH | 2028-09-21 | OTH | BA | 251.3 | 2025-09-29 | Yes
22INR0541 | ALWEST BESS | Planned | Castleman Power | 3114 Paltalco 138kV | Anderson | NORTH | 2028-04-19 | OTH | BA | 208.63 |  | No
24INR0472 | Amador Storage | Planned | BT Amador Storage, LLC | 6833 Explorer Switching Station 138kV | Van Zandt | NORTH | 2026-05-13 | OTH | BA | 102.41 | 2023-11-02 | Yes
26INR0640 | Amberjack2 BESS | Planned | Hunt Energy Network, LLC | 79501 KINGFISHER 345KV | Cameron | COASTAL | 2027-03-08 | OTH | BA | 180 |  | No
24INR0355 | Anatole Renewable Energy Storage | Planned | Eustace Storage LLC | (Bus# 6951) Eustace Southeast 138kV Substation (owned by Rayburn Electric Cooperative) | Henderson | NORTH | 2027-03-31 | OTH | BA | 207.82 | 2024-05-10 | Yes
26INR0487 | Anglin BESS | Planned | Fort Worth BESS LLC | 1883 EVRSW 138kV | Tarrant | NORTH | 2028-09-30 | OTH | BA | 206 |  | No
27INR0090 | Antonio Road BESS | Planned | Tempus Power management LLC | Paige 138kV, bus 7308, connecting to the existing substation via adding a breaker | Bastrop | SOUTH | 2027-06-01 | OTH | BA | 155.52 |  | No
23INR0474 | AP Greenport | Planned | AP Greenport | Austrop – Lost Pines 345 kV transmission line (Bus #7040 – 9041) | Travis | SOUTH | 2027-11-19 | OTH | BA | 100.45 |  | No
25INR0231 | Apache Hill BESS | Planned | APACHE HILL ENERGY CENTER | 363 Hood 138kV | Hood | NORTH | 2026-07-31 | OTH | BA | 201.15 | 2024-06-26 | Yes
24INR0238 | Appaloosa Run BESS | Planned | APPALOOSA RUN STORAGE, LLC | New Palouse 138kV (#60278) | Upton | WEST | 2026-08-30 | OTH | BA | 103 |  | No
26INR0574 | Apple BESS | Planned | Apple Infra LLC | Station Name - Apple Oncor 5-digit code - APPLE Oncor XFMR # - 1 ERCOT Bus Name - APPLE_9 ERCOT Bus # 1276 EROCT Load Name - LDLXFMR1 Substation Transmission kV - 138 | Ector | WEST | 2026-05-05 | OTH | BA | 9.9 | 2025-04-03 | Yes
24INR0285 | APV Plumwood Storage | Planned | APV Lonestar Energy LLC | Tap 138kV 40171 Baytown - 40015Cedar Bayou Plant | Chambers | HOUSTON | 2027-05-01 | OTH | BA | 200.82 | 2024-09-03 | No
26INR0184 | Arc Energy Storage | Planned | Paris Energy Storage, LLC | Tap 138kV 1693 Paris Switch - 11806 ENLOE T8 | Lamar | NORTH | 2028-04-18 | OTH | BA | 204.5 |  | No
23INR0503 | Ardesia Storage | Planned | Ardesia Storage Project LLC | Tap 138kV 7325 Mendoza - 7216 Lockhart | Caldwell | SOUTH | 2027-06-25 | OTH | BA | 100 |  | No
25INR0143 | Ariji BESS | Planned | Ariji BESS, LLC | Tap 138kV 1394 GTTYVTAP_8 - 1322 BIGSPRIG_8 | Howard | WEST | 2027-06-28 | OTH | BA | 100.32 | 2025-08-01 | No
29INR0089 | Arnold Hills Storage | Planned | Arnold Hills Storage, LLC | #6926 Seven Points 138kV | Henderson | NORTH | 2029-02-09 | OTH | BA | 122.5 |  | No
28INR0356 | Arpeggio BESS | Planned | Arpeggio BESS, LLC | #80064 Chocolate Bayou 138kV | Victoria | SOUTH | 2029-01-01 | OTH | BA | 200.71 |  | No
26INR0349 | ARTIO ENERGY STORAGE | Planned | Artio Energy Storage LLC | Farmersville 345kV Substation (PSSE BUS # 1685) | Collin | NORTH | 2028-10-01 | OTH | BA | 205.94 |  | No
27INR0236 | Atticus Energy Storage | Planned | Atticus Energy Storage | Tap 69 KV 6570 Bond Road - 6513 Sonora | Sutton | WEST | 2027-03-01 | OTH | BA | 102.98 |  | No
24INR0461 | Augie BESS | Planned | BRP Blue Topaz 5, LLC | 46560 Waller 138kV | Waller | HOUSTON | 2027-12-17 | OTH | BA | 200.81 |  | No
28INR0277 | Aurora Energy Storage | Planned | Aurora Energy Storage, LLC | Tap 345kV --- KILL_SS_5 (3422) --- BUCK_H_5 (3424) | Lampasas | NORTH | 2028-09-26 | OTH | BA | 306.2 |  | No
26INR0375 | Avalon BESS | Planned | Avalon BESS, LLC | Tapping the 345 kV Line from Smithers (Bus# 44650) to Bellaire (Bus# 47000). | Fort Bend | HOUSTON | 2026-12-01 | OTH | BA | 522.12 | 2024-12-17 | No
27INR0316 | Avant Prairie BESS | Planned | Avant Prairie ESS LLC | Tap 345kV BIGBRNE (#3380) - JEWETT (#3390) CKT 1 | Freestone | NORTH | 2027-07-01 | OTH | BA | 201.72 |  | No
28INR0157 | Axtell BESS | Planned | Axtell BESS LLC | #13401 Tiger Creek Switch 345kV | McLennan | NORTH | 2029-04-16 | OTH | BA | 306.94 |  | No
25INR0558 | Ayass BESS | Planned | Harvick BESS, LLC | 6206 Bush Knob 69kV | Throckmorton | WEST | 2028-12-30 | OTH | BA | 51.28 |  | No
24INR0313 | Backbone Creek BESS | Planned | Backbone Creek BESS LLC | 7351 STARCKE 138kV | Burnet | SOUTH | 2026-08-10 | OTH | BA | 124.1 | 2023-12-22 | Yes
27INR0409 | Baker Branch BESS | Planned | Mockingbird Storage Center, LLC | Pacific Switch (PACSW) 345 kV Bus 11683 | Lamar | NORTH | 2029-04-27 | OTH | BA | 287.22 |  | No
28INR0437 | Barbara BESS | Planned | Barbara BESS LLC | LINE TAP OF WESTSIDE (8485) AND WEIL TRACT (8482) 138 KV TRANSMISSION LINE | Nueces | COASTAL | 2028-05-02 | OTH | BA | 200.51 |  | No
22INR0504 | Barton Branch IA | Planned | Barton Branch IA LLC | Tap 345kV 3400 Twin Oak - 39950 TNP One | Robertson | NORTH | 2026-03-01 | OTH | BA | 203.62 | 2025-06-18 | Yes
28INR0341 | Bastion BESS | Planned | BESS BASTION LLC | Blessing Substation 138 kV (ID 8121) | Matagorda | COASTAL | 2028-11-01 | OTH | BA | 154.3 |  | No
23INR0127 | Beacon Storage | Planned | AES Distributed Energy, Inc | 40450 Deepwater 345kV | Harris | HOUSTON | 2029-10-01 | OTH | BA | 408.7 |  | No
26INR0024 | Becerra Creek Storage 1 | Planned | Bordas Renewable Energy, LLC | 345 kV Cenizo Substation (#80220) | Webb | SOUTH | 2027-12-01 | OTH | BA | 125.62 |  | No
27INR0003 | Becerra Creek Storage 2 | Planned | Bordas Renewable Energy, LLC | 345 kV Cenizo Substation (#80220) | Webb | SOUTH | 2027-12-01 | OTH | BA | 125.62 |  | No
25INR0717 | Beck_Road BESS1 | Planned | Bexar Corrilla LLC | TSP Station Name: Beck Road TSP Station Code: Z0 Load Name / Load Transformer Name: LXFMR3 Bus #: PTI Bus Number: 5035 Voltage (Transmission level kV): 138 Node (associated w/ load/load XFMR in NMMS): 0001 | Bexar | SOUTH | 2026-01-01 | OTH | BA | 9.99 | 2025-08-12 | Yes | 2025-12-16 | 2025-12-22
23INR0421 | Bee Branch IA | Planned | Tidwell Prairie LLC | Tap TNP ONE 39950 and Twin Oak 3400 | Robertson | NORTH | 2027-06-01 | OTH | BA | 202.88 |  | No
25INR0397 | Beeman BESS | Planned | Beeman BESS LLC | 69kV Waelder Substation (7232) | Gonzales | SOUTH | 2027-05-15 | OTH | BA | 50.18 |  | No
26INR0185 | Beitel Energy Storage | Planned | Brazos Energy Storage, LLC | 579 Jack County 138kV | Jack | NORTH | 2027-12-31 | OTH | BA | 200.6 |  | No
26INR0614 | Bell County Leifester Storage | Planned | DM-BCRCML, LLC | Tap 138kV 3428 Killeen South – 13628 Founders Trail Sub | Bell | NORTH | 2028-10-01 | OTH | BA | 205 |  | No
26INR0615 | Bell County Morgan Storage | Planned | DM-BCTRM, LLC | To Tap 138 kV Trimmier Substation (Bus# 136) | Bell | NORTH | 2028-04-01 | OTH | BA | 256.4 |  | No
25INR0480 | Bell Creek BESS | Planned | BELL CREEK BESS, LLC | Tap 138kV 39500 West Colombia - 39703 FM524 | Brazoria | COASTAL | 2027-10-30 | OTH | BA | 200.9 | 2024-11-14 | No
27INR0223 | Benitoite Storage | Planned | BT Van Storage, LLC | Tap 138kV 3183 VAN_8 - 3197 TYLERSW_8 | Van Zandt | NORTH | 2027-08-25 | OTH | BA | 125.65 |  | No
27INR0294 | Bernice Energy Storage | Planned | Bernice Energy Storage LLC | 5135 ELMENDORF 138kV | Bexar | SOUTH | 2027-02-15 | OTH | BA | 402.8 |  | No
28INR0373 | Berryman Road Storage | Planned | Horizon Energy Storage Greenfield Project Holdings LLC | Tap 138kV 1424# Bowman Substation - 11525# Short grass Substation | Archer | WEST | 2029-04-16 | OTH | BA | 154.09 |  | No
25INR0696 | BESS Stadium | Planned | Grenergy USA | Substation: Stadium, XFMR # Substation transmission kV: 69kV ERCOT Station Long Name (ERCOT model): STADIUM ERCOT Station site code (short name): STADIUM ERCOT BUS# 8889 ERCOT Load Name: 2_69_12 | Jim Wells | SOUTH | 2026-02-06 | OTH | BA | 9.9 | 2024-02-26 | Yes | 2025-11-05 | 2025-11-18
23INR0455 | Bessie Storage | Planned | Bessie Energy Storage, LLC | Charly Egner Substation Tap 345kV 80355 Del Sol - 80368 LV4 Bridge | Starr | SOUTH | 2026-12-01 | OTH | BA | 210.8 |  | No
26INR0630 | Betel Storage I | Planned | BETEL STORAGE I | 3377 Little Pond Switch ( LTPSW) 345 | Milam | SOUTH | 2026-08-12 | OTH | BA | 500 |  | No
26INR0633 | Betel Storage II | Planned | BETEL STORAGE II | 3377 Little Pond 345 | Milam | SOUTH | 2026-12-17 | OTH | BA | 500 |  | No
23INR0381 | Bexar ESS | Planned | Bexar ESS LLC | 5007 Alamo One 138kV | Bexar | SOUTH | 2026-01-22 | OTH | BA | 102.6 | 2023-07-31 | Yes | 2025-05-06 | 2025-06-03
26INR0301 | Bhalu Storage | Planned | Bhalu Storage, LLC | Tap 138kV Bulldog (#23833) – Elbow (#23834) | Howard | WEST | 2028-04-21 | OTH | BA | 205.5 |  | No
25INR0239 | Big Five Storage | Planned | TX BESS 3 LLC | Tap 138kV (5784) Redgtss - (8380) Nedina | Hidalgo | SOUTH | 2028-01-15 | OTH | BA | 102.18 |  | No
27INR0338 | Billie Storage | Planned | Weslaco Storage LLC | Tap 138kV 8357 North Weslaco – 8358 North Mercedes | Hidalgo | SOUTH | 2029-09-02 | OTH | BA | 83.75 |  | No
22INR0467 | Bird Dog Energy Storage | Planned | VESI 37 LLC | 5669 Argenta 69kV | Live Oak | SOUTH | 2026-06-30 | OTH | BA | 60.4 | 2024-02-16 | Yes
24INR0386 | Black & Gold Energy Storage | Planned | Black & Gold Energy Storage, LLC | 6364 Yellow Jacket Sub 138kV | Menard | WEST | 2027-07-30 | OTH | BA | 203.83 | 2024-08-14 | Yes
26INR0376 | Blackcat Storage | Planned | Matagorda ESS, LLC | 138kV Blackcat Substation (#80124) | Matagorda | COASTAL | 2027-12-31 | OTH | BA | 200.59 |  | No
27INR0485 | Blackland Prairie 1 Energy Storage | Planned | Tempus power management LLC | 9328 Austrop 138kV | Travis | SOUTH | 2027-12-01 | OTH | BA | 102.1 |  | No
27INR0486 | Blackland Prairie 2 Energy Storage | Planned | Tempus power management LLC | 9328 Austrop 138kV | Travis | SOUTH | 2027-12-01 | OTH | BA | 102.1 |  | No
27INR0487 | Blackland Prairie 3 Energy Storage | Planned | Tempus power management LLC | 9328 Austrop 138kV | Travis | SOUTH | 2027-12-01 | OTH | BA | 102.1 |  | No
26INR0616 | Blanco County Behrends Storage | Planned | DM-BCB, LLC | #70482 Blanco Substation 138 kV - currently being upgraded | Blanco | SOUTH | 2028-12-15 | OTH | BA | 153.8 |  | No
24INR0528 | Blanquilla BESS | Planned | Blanquilla BESS LLC | Tap 138kV 8452 LON_HILL4A - 8441 NUECES_B4A | Nueces | COASTAL | 2027-03-29 | OTH | BA | 200.78 | 2024-09-05 | Yes
25INR0545 | Blue Creek Energy Storage | Planned | Blue Creek Energy Storage, LLC | Tap 138kV 42985 DYANN_POI8 - 43190 S_LANE_B138 Ckt 60 | Wharton | SOUTH | 2028-12-31 | OTH | BA | 101.2 |  | No
25INR0146 | Blue Heron BESS | Planned | Blue Heron BESS, LLC | Tap 138kV MANSON (1094) - Riverton (11083) | Reeves | WEST | 2028-03-31 | OTH | BA | 201.13 |  | No
25INR0046 | Blue Skies BESS | Planned | ACTX BESS Project LLC | 68090 SAM SW 345kV | Hill | NORTH | 2027-12-31 | OTH | BA | 306.26 | 2024-06-20 | Yes
25INR0434 | Bluegill BESS | Planned | Bluegill BESS, LLC | Tap 138 kV 40130 Atascocita - 40690 East Gate | Harris | HOUSTON | 2027-10-31 | OTH | BA | 251 |  | No
27INR0396 | Bluewind BESS | Planned | Bluewind Energy Center, LLC | 5713 Oaks Substation 138kV | Atascosa | SOUTH | 2029-07-02 | OTH | BA | 246.5 |  | No
25INR0385 | Bobcat Cameron BESS | Planned | Bobcat BESS, LLC | 5764 East Rio Hondo Substation 138kV | Cameron | COASTAL | 2027-12-31 | OTH | BA | 200.78 |  | No
25INR0706 | Bocanova Power II | Planned | Bocanova Power II LLC | 39030 TNMP Alvin 138kV | Brazoria | COASTAL | 2026-06-30 | OTH | BA | 150.46 | 2025-08-19 | Yes
26INR0472 | Bologna BESS | Planned | MALONEY BESS LLC | Tap 138kV #1450 Pleasant Valley Switch - #1492 Wichita Falls Riverbend | Wichita | WEST | 2028-04-19 | OTH | BA | 202.56 |  | No
26INR0283 | Bonaparte BESS | Planned | Bonaparte BESS, LLC | 7568 Lincoln 138 kV | Lee | SOUTH | 2027-12-29 | OTH | BA | 153.67 |  | No
25INR0039 | Borderland ESC | Planned | FRESH AIR ENERGY II, LLC | tap 138kV 8380 NEDIN4A – 8632 NMCALLEN4C | Hidalgo | SOUTH | 2028-11-30 | OTH | BA | 200 |  | No
22INR0443 | Bowstring BESS | Planned | Longbow Energy Storage, LLC | 8961 White Point 138kV | San Patricio | COASTAL | 2028-09-18 | OTH | BA | 155 | 2025-09-09 | Yes
26INR0034 | Bracero Pecan Storage | Planned | Bracero Pecan Storage LLC | 60716 SARAGOSA 138kV | Reeves | WEST | 2027-07-01 | OTH | BA | 238.21 | 2024-06-27 | Yes
26INR0120 | Bramble Energy Center | Planned | Bramble Energy Center, LLC | 8236 West Batesville 138kV | Zavala | SOUTH | 2028-12-22 | OTH | BA | 225.1 |  | No
22INR0332 | Brantley Branch Batt | Planned | Brantley Branch LLC | Mt. Enterprise (Bus # 3116) – Martin Lake 345kv Line (Bus # 3100 | Rusk | NORTH | 2029-02-01 | OTH | BA | 302.35 |  | No
27INR0398 | Bravo BESS | Planned | Bravo BESS LLC | Tap 345kV 80220 CENIZO7A - 80224 TIEMPO7A | Webb | SOUTH | 2027-12-12 | OTH | BA | 207.38 |  | No
29INR0229 | Brazos Energy Center 1 | Planned | Ferrovial Energy US 1 | POSSUMTROT_5 | McLennan | NORTH | 2029-06-30 | OTH | BA | 300 |  | No
29INR0230 | Brazos Energy Center 2 | Planned | Ferrovial Energy US 1 | POSSUMTROT_5 | McLennan | NORTH | 2029-06-30 | OTH | BA | 300 |  | No
26INR0314 | Brazos River BESS | Planned | Brazos River BESS LLC | Tap 138kV 39530 West Colombia LOCAL TNP - 39560 ANGLETON TNP | Brazoria | COASTAL | 2027-10-30 | OTH | BA | 180.36 | 2025-05-24 | No
28INR0030 | Brela BESS LLC | Planned | Brela BESS LLC | 44040 Bailey SW 345 kV | Wharton | SOUTH | 2028-05-29 | OTH | BA | 251.3 |  | No
26INR0427 | BremRaek BESS | Planned | BremRaek BESS | 7271 LCRA New Bremen 138 kV | Austin | SOUTH | 2027-11-14 | OTH | BA | 200.6 |  | No
23INR0342 | Brizo BESS | Planned | BRP Brizo BESS LLC | 138 kV Loop 463 Substation (#5680) | Victoria | SOUTH | 2027-12-01 | OTH | BA | 140.76 | 2025-03-27 | No
23INR0456 | Bronze Quinta Storage | Planned | KCE TX 28, LLC | S_MCALLN 8371 (S. McAllen 138kV Substation) | Hidalgo | SOUTH | 2028-01-01 | OTH | BA | 103.51 |  | No
28INR0166 | Brookesmith Storage | Planned | Brookesmith Storage LLC | Tap Brown Switch #1444 – Russell Gap Switch #3348 | Brown | NORTH | 2029-05-07 | OTH | BA | 351 |  | No
27INR0243 | Brookview Road BESS | Planned | Brookview Reliability Project LLC | Channelview 1 ( 40280) 138kV Substation | Harris | HOUSTON | 2028-05-02 | OTH | BA | 203.2 | 2025-02-01 | Yes
25INR0432 | Brotherton Storage | Planned | BT Brotherton Storage, LLC | 6937 Tucker Sub 138kV | Anderson | NORTH | 2027-05-01 | OTH | BA | 176.13 | 2024-08-06 | Yes
23INR0074 | BRP Ampato BESS | Planned | BRP Ampato BESS LLC | 10002 NS Crane Switch 138kV | Crane | WEST | 2027-12-01 | OTH | BA | 121.56 |  | No
23INR0272 | BRP Aras BESS | Planned | BRP Aras BESS LLC | 76595 North McCamey 138kV | Upton | WEST | 2028-12-01 | OTH | BA | 303.59 |  | No
24INR0130 | BRP Artemis BESS | Planned | BRP Artemis BESS LLC | 40600 Roans Prairie Substation 345kV | Grimes | NORTH | 2028-12-01 | OTH | BA | 411.32 |  | No
23INR0137 | BRP Diran BESS | Planned | BRP Diran BESS LLC | 43190 South Lane City 138kV | Wharton | SOUTH | 2028-01-31 | OTH | BA | 100.63 | 2025-01-07 | Yes
24INR0134 | BRP Hemera BESS | Planned | BRP Hemera BESS LLC | 345 kV Deaf Smith Substation (#23908, Oncor) | Deaf Smith | PANHANDLE | 2029-12-01 | OTH | BA | 206.96 |  | No
22INR0427 | BRP Kabru BESS | Planned | BRP Kabru BESS LLC | 1159 Andrew North - 11284 Blackbird 138kV | Andrews | WEST | 2028-12-01 | OTH | BA | 202.45 |  | No
23INR0104 | BRP Kamet BESS | Planned | BRP Kamet BESS LLC | Andrews North – McKenzie Draw Switch 138 kV | Andrews | WEST | 2025-12-01 | OTH | BA | 202.46 |  | No
24INR0135 | BRP Mekong BESS | Planned | BRP Mekong BESS LLC | Tap 345 kV line from Twin Oak Switch (#3400) to TPN One Plant Switchyard (#39950) | Robertson | NORTH | 2027-12-01 | OTH | BA | 409.88 |  | No
22INR0383 | BRP Musca BESS | Planned | BRP Musca BESS LLC | 60361 Santa Rita 138kV | Reagan | WEST | 2027-12-01 | OTH | BA | 100.51 |  | No
23INR0275 | BRP Nile BESS | Planned | BRP Nile BESS LLC | 80220 Cenizo 345kV | Webb | SOUTH | 2027-12-01 | OTH | BA | 202.34 |  | No
22INR0386 | BRP Octans BESS | Planned | BRP OCTANS BESS LLC | 6671 Tombstone 138kV | Pecos | WEST | 2029-12-01 | OTH | BA | 129.57 |  | No
23INR0139 | BRP Passu BESS | Planned | BRP Passu BESS LLC | 6111 Riley 345kV | Wilbarger | WEST | 2028-12-31 | OTH | BA | 301.82 |  | No
22INR0390 | BRP Perseus BESS | Planned | BRP Perseus BESS LLC | tap 138 kV line from Lon Hill (#8452) to Bessel (#8060) | Nueces | COASTAL | 2027-12-01 | OTH | BA | 202.5 |  | No
22INR0385 | BRP Pictor BESS | Planned | BRP Pictor BESS LLC | 60400 Lynx 138kV | Crane | WEST | 2025-11-01 | OTH | BA | 201.07 |  | No
23INR0431 | BRP Pollux BESS | Planned | BRP Pollux BESS LLC | 138 kV Olsen Switching Station (#37460) | Bosque | NORTH | 2026-12-01 | OTH | BA | 163.42 |  | No
23INR0094 | BRP Pyxis BESS | Planned | BRP Pyxis BESS LLC | tap 138kV 1009 Yucca - 11197 Sand Tank Pod | Ward | WEST | 2028-12-01 | OTH | BA | 206.87 |  | No
23INR0075 | BRP Rhine BESS | Planned | BRP Rhine BESS LLC | Tap 345kV 11188 QUARRYFLD - 11010 WOLF | Ward | WEST | 2028-12-01 | OTH | BA | 206.89 |  | No
23INR0330 | BRP Snowdon BESS | Planned | BRP SNOWDON BESS LLC | 23914 Tule Canyon Substation 345kV | Briscoe | PANHANDLE | 2028-12-01 | OTH | BA | 410.94 |  | No
24INR0111 | BRP Triton BESS | Planned | BRP Triton BESS LLC | 138 kV Comanche Switch Substation (#1441) | Comanche | NORTH | 2026-12-01 | OTH | BA | 205.36 |  | No
23INR0071 | BRP Volans BESS | Planned | BRP Volans BESS LLC | 11189 Quarry Field SW - 1074 Wink 138kV | Winkler | WEST | 2027-12-01 | OTH | BA | 206.88 |  | No
26INR0498 | Buckaroo BESS | Planned | Weatherford BESS LLC | Tap 138kV BROCK(487) – STHBROCKSW(489) | Parker | NORTH | 2027-12-08 | OTH | BA | 120 |  | No
25INR0650 | Buda BESS | Planned | Buda Infra LLC | Transmisson kV - 138 Interconnection kV - 24.9 EROCT Bus # - 70498 ERCOT Load Name - BUDA_T1 Station Code - BUDA | Hays | SOUTH | 2026-04-08 | OTH | BA | 9.9 | 2025-02-26 | Yes
26INR0405 | Buffalo Creek BESS | Planned | Old 300 Storage Center, LLC | 44090 Cedar Creek 345kV | Fort Bend | HOUSTON | 2026-03-10 | OTH | BA | 251.4 | 2024-10-02 | Yes | 2025-12-22
24INR0274 | Bufflehead BESS | Planned | Boxcar Energy Storage, LLC | 2475 Lavon Switch 138kV | Collin | NORTH | 2027-02-15 | OTH | BA | 153.3 | 2024-04-10 | No
26INR0548 | Burnet Bay Storage | Planned | TOCE TX BESS 4, LLC | tap 138kV 40390 Crosby - 40790 Haney | Harris | HOUSTON | 2027-06-01 | OTH | BA | 207.83 |  | No
24INR0319 | Burro Loco Energy Storage | Planned | VESI | 8626 Resaca 69kV | Cameron | COASTAL | 2026-12-01 | OTH | BA | 25.14 |  | No
23INR0336 | Bypass Battery Storage | Planned | Bypass BESS LLC | 44000 W_A_P__POI5A 345 kV | Fort Bend | HOUSTON | 2025-12-15 | OTH | BA | 207.89 | 2023-12-04 | Yes | 2025-10-17 | 2025-11-04
26INR0525 | Bypass BESS II | Planned | Bypass BESS II LLC | 44000 Wa Parish 345 kV | Fort Bend | HOUSTON | 2027-04-30 | OTH | BA | 415.97 |  | No
25INR0347 | Cadet Storage | Planned | TX BESS 5, LLC | Tap 69kV 32864 BRYN_ATK69 to 32873 BRYN SHADY | Brazos | NORTH | 2026-04-01 | OTH | BA | 104.42 |  | No
25INR0346 | Cado Storage | Planned | Cado Storage, LLC | Tap 138 kV Line from Braunig East (#5030) to Highland Hills (#5205) Ckt. 1 | Bexar | SOUTH | 2029-04-06 | OTH | BA | 205.51 |  | No
26INR0448 | Cairos Storage 2 | Planned | Cairos Solar, LLC | 7425 ODLAW SWITCH 138kV | Kinney | SOUTH | 2026-12-31 | OTH | BA | 184 |  | No
26INR0243 | Caladium BESS | Planned | Caladium Storage, LLC | 57664 Sunnyside 69kV | Waller | HOUSTON | 2027-11-30 | OTH | BA | 201.28 |  | No
27INR0325 | Calf Creek Storage | Planned | Coyote Ridge Storage, LLC | Buffalo 138 kV Substation #23837 | Howard | WEST | 2028-07-01 | OTH | BA | 100.7 |  | No
27INR0382 | Calico BESS | Planned | Nova Clean Energy LLC | Tap 138 kV 8723 CANGREJO4A - 8721 BEECHER4A | Victoria | SOUTH | 2028-06-01 | OTH | BA | 204.9 |  | No
26INR0590 | Callisto ID Energy Center | Planned | Tempus Power management LLC | 47150 (H_O_C__B138) 138kV | Harris | HOUSTON | 2026-12-01 | OTH | BA | 100 |  | No
22INR0558 | Callisto II Energy Center | Planned | Callisto II Energy Center LLC | 47150 HO Clarke 138kV | Harris | HOUSTON | 2026-07-20 | OTH | BA | 203.2 | 2023-12-11 | Yes
23INR0480 | Camellia Storage | Planned | Camellia Storage Project LLC | Tap 138 kV 8358 NORTH MERCEDES - 8327 HARLINGEN 138 kV | Hidalgo | SOUTH | 2027-03-17 | OTH | BA | 90.76 |  | No
26INR0180 | Cape Rich BESS | Planned | Cape Rich BESS | 3387 Revolution Switch 138kV | Navarro | NORTH | 2028-04-17 | OTH | BA | 150.52 | 2025-02-03 | No
28INR0020 | Caracara Energy Storage Center | Planned | FRESH AIR ENERGY II, LLC | Tap 138kV 5055 Cagnon - 5346 Potranco | Bexar | SOUTH | 2028-08-01 | OTH | BA | 203 |  | No
24INR0436 | Carambola BESS | Planned | SMT McAllen II LLC | North Mcallen 138 kV Substation (N_MCALLN, Bus#8632) | Hidalgo | SOUTH | 2026-04-20 | OTH | BA | 100.9 | 2023-07-31 | Yes
25INR0550 | Carolina Storage Friendswood | Planned | CSE Storage, LLC | TAP 138kV 39010 HASTINGS - 38980 FRIENDSWOOD | Brazoria | COASTAL | 2027-09-30 | OTH | BA | 105.08 |  | No
25INR0629 | Carolina Storage Midland | Planned | CSE Storage, LLC | Tap 345kV 10057 Prong Moss Switch - 10062 Rockhound Switch CKT 1 | Howard | WEST | 2028-10-03 | OTH | BA | 204.7 |  | No
25INR0611 | Carolina Storage Odessa | Planned | CSE Storage, LLC | 1058 LONGSHORE 345kV | Howard | WEST | 2029-05-01 | OTH | BA | 202.8 |  | No
25INR0628 | Carolina Storage Wichita Falls | Planned | CSE Storage, LLC | Tap 345kV 1422 Bowman - 1458 Cobb Switch | Archer | WEST | 2028-08-01 | OTH | BA | 202 |  | No
26INR0302 | Carolina Storage Young County | Planned | CSE Storage, LLC | TAP 138 KV BUS AND CREAT NEW BUS BETWEEN MURRAY (792) AND GRAHAM SES (1431) COUNTY : YOUNG | Young | WEST | 2028-08-01 | OTH | BA | 104.5 |  | No
23INR0494 | Cartwheel BESS 1 | Planned | Cartwheel BESS, LLC | Tap 345kV 1697 Sulphur Springs Switch – 2464 Cash Switch | Hopkins | NORTH | 2025-12-23 | OTH | BA | 154.2 | 2023-11-10 | Yes | 2025-06-26 | 2025-09-10
23INR0495 | Cartwheel BESS 2 | Planned | RWE Renewables | Tap 345kV 1697 Sulphur Springs Switch – 2464 Cash Switch | Hopkins | NORTH | 2028-06-15 | OTH | BA | 156.91 |  | No
29INR0065 | Cash Mills Storage Center | Planned | Mills Storage Center | Tap Line between Evant (bus#7068) and Goldthwaite (Bus# 7070) | Mills | NORTH | 2029-06-01 | OTH | BA | 200.66 |  | No
27INR0364 | Cashel BESS | Planned | TIPPSOL LLC | 6500 Live Oak AEP 138kV | Schleicher | WEST | 2028-03-15 | OTH | BA | 150.44 |  | No
23INR0358 | Castor BESS | Planned | BRP Castor BESS LLC | 138 kV West Columbia Local Substation (#39530) | Brazoria | COASTAL | 2026-05-31 | OTH | BA | 205.39 | 2023-02-15 | Yes | 2026-01-15
28INR0097 | Catamount Storage | Planned | TOCE TX BESS 3, LLC | Tap 345kV 46100 North Belt - 40850 Jordan CKT 99 | Harris | HOUSTON | 2028-06-01 | OTH | BA | 515.44 |  | No
24INR0394 | CATHODE BESS | Planned | CED Development Inc. | 76635 King Mountain 138kV | Upton | WEST | 2026-12-31 | OTH | BA | 150 |  | No
27INR0354 | Cebocell BESS | Planned | Cebocell, LLC | 3137 BlackFork 138 KV | Smith | NORTH | 2028-10-31 | OTH | BA | 200.87 |  | No
26INR0464 | Ceres BESS | Planned | Ceres BESS, LLC | Tap 138 kV 6883 QUINLAN NORTH SS - 6860 UNION VALLEY SS | Hunt | NORTH | 2027-11-30 | OTH | BA | 202.7 |  | No
27INR0392 | Cernan BESS | Planned | Scarlet BESS LLC | Hillje 345kV (#44200) | Wharton | SOUTH | 2027-06-01 | OTH | BA | 10.04 |  | No
27INR0206 | Chacon Creek | Planned | Cattlemen BESS LLC | (#8962) LYTLE4A 138KV | Medina | SOUTH | 2027-10-31 | OTH | BA | 188.95 |  | No
25INR0138 | Champaign BESS | Planned | Champaign BESS, LLC | Tap 138kV Shaw POD (18664) – Desert Wind Sub (11222) new station Potterson Lake Switch | Glasscock | WEST | 2027-06-28 | OTH | BA | 201.13 | 2025-07-31 | No
28INR0300 | Champion Road BESS | Planned | Horizon Energy Storage Greenfield Project Holdings LLC | 138 kV Tap 3328 Lufkin South - 3324 Lufkin Switch Tap East | Angelina | NORTH | 2028-09-30 | OTH | BA | 205.2 |  | No
27INR0216 | Champs Elysees BESS | Planned | Champs Elysees Renewables, LLC | Tap 345 kV 3377 Little Pond Switch - 3704 Hog Creek Switch | Milam | SOUTH | 2027-12-15 | OTH | BA | 256.1 |  | No
21INR0260 | Chariot Storage | Planned | Chariot Storage LLC | tap 69kV 99 Ben Hur - 107 Prairie Hill | Limestone | NORTH | 2028-02-29 | OTH | BA | 50 |  | No
28INR0156 | Chimney Rock BESS | Planned | Taylor ESS, LLC | Tap 138kV 76317 MOORE - 76318 BUTMAN | Taylor | WEST | 2028-04-10 | OTH | BA | 156 |  | No
24INR0294 | Citrus Flatts BESS | Planned | Citrus Flatts Energy Center, LLC | 80022 Oleander 138kV | Cameron | COASTAL | 2026-05-16 | OTH | BA | 101.2 | 2023-09-08 | Yes | 2025-12-16 | 2026-01-22
25INR0271 | City Breeze BESS | Planned | City Breeze BESS LLC | 8111 MAGILL4A 138KV | Matagorda | COASTAL | 2027-03-18 | OTH | BA | 143.1 | 2024-05-15 | Yes
24INR0500 | Claire BESS | Planned | BRP Blue Topaz 3, LLC | 40011 Cedar Bayou 138kV | Harris | HOUSTON | 2027-12-17 | OTH | BA | 406.01 |  | No
26INR0612 | Clay County Yang Storage | Planned | DM-CCY, LLC | 1458 Cobb Switching Station 345 kV | Clay | WEST | 2028-10-01 | OTH | BA | 307.51 |  | No
27INR0436 | Coati Energy Storage | Planned | PowerPulse LLC | Bus # 40830, Humble, 138 kV | Harris | HOUSTON | 2029-06-15 | OTH | BA | 202.8 |  | No
26INR0374 | Cobra Clean Energy Center | Planned | Cobra Clean Energy Center LLC | looped on circuit 04 between Mustang Bayou (#42960) and Hudson (#42100) | Brazoria | COASTAL | 2027-10-08 | OTH | BA | 100.4 |  | No
26INR0599 | Coda BESS | Planned | Coda BESS, LLC | (#80258) Mayo 138kV | San Patricio | COASTAL | 2028-07-31 | OTH | BA | 202 |  | No
28INR0155 | Coke BESS | Planned | Coke ESS, LLC | 76090 Divide Switchyard 345kV | Coke | WEST | 2028-04-10 | OTH | BA | 220.3 |  | No
27INR0365 | Comanche BESS | Planned | ENERGOS BESS | #1440 Comanche Switching Station 345kV | Comanche | NORTH | 2028-10-11 | OTH | BA | 614.4 |  | No
23INR0425 | Coneflower Storage Project | Planned | Coneflower Storage Project LLC | 40855 JORDON 138 kV | Chambers | HOUSTON | 2027-02-03 | OTH | BA | 170.85 | 2024-03-25 | Yes
25INR0566 | Copano Bay Energy Storage | Planned | Copano Bay Energy Storage, LLC | Tap 138kV 42980 Nash - 44010 WA Parish Ckt 2 | Brazoria | COASTAL | 2027-12-31 | OTH | BA | 201.04 |  | No
28INR0118 | Copperleaf Energy Storage | Planned | Copperleaf Energy Storage, LLC | Tap 345kV Fisher Road Switch (#1425) – Riley (#6101) | Wichita | WEST | 2029-04-18 | OTH | BA | 306.58 |  | No
27INR0195 | CORRUSCANT BESS | Planned | AEU Battery Project III LLC | Tap 345kV 59904 COTTONWOOD - 60500 EDITHCLA7A | Dickens | PANHANDLE | 2027-04-18 | OTH | BA | 401.45 |  | No
27INR0102 | Cottonseed Energy Storage | Planned | Cottonseed Energy Storage LLC | South Lane City and PSEE # is 43190 | Wharton | SOUTH | 2027-04-20 | OTH | BA | 207.6 |  | No
26INR0259 | Cottontail Energy Center | Planned | Cottontail Energy Center, LLC | 7258 Glidden Substation 138kV | Colorado | SOUTH | 2027-10-19 | OTH | BA | 200.85 |  | No
24INR0638 | Cotulla BESS 1 | Planned | SBESS TX19 LLC | Cotulla Substation XFMR 2 #460 CKT Sub max transmission - 138kv Substation name - COTULLA Bus # 8610 Load - LOAD02 | La Salle | SOUTH | 2026-04-20 | OTH | BA | 9.9 | 2024-04-15 | Yes | 2025-07-02 | 2025-08-19
26INR0512 | County Road BESS | Planned | County Rd Infra LLC | COUNTY ROAD COUNTY ROAD SUB TNP 138kv CNTYRDS Bus # 38047 Load Name - CNTYRD_1 | Reeves | WEST | 2026-05-31 | OTH | BA | 9.9 | 2025-01-01 | Yes | 2026-01-21
27INR0151 | Coyote Den Storage | Planned | Coyote Den Energy Center, LLC | The Kenedy Switching Station #2 (#8186) to Rosata POD (#8153) Line ; AEP | Karnes | SOUTH | 2029-09-30 | OTH | BA | 156.61 |  | No
27INR0432 | Coyote Ridge BESS | Planned | Grenergy USA | 292 Holder 138 kV | Brown | NORTH | 2027-10-06 | OTH | BA | 111.06 |  | No
22INR0347 | Crater BESS | Planned | BRP Crater BESS LLC | Tap 345 kV Rockhound Switch (10062) – Prong Moss Switch (10057) ckt 1 | Howard | WEST | 2028-03-01 | OTH | BA | 301.5 |  | No
26INR0089 | Crescent C BESS | Planned | OCI La Salle ESS LLC | Tap 345kV LOBO7A (#80219) - FOWLERTONSW5 (#5709) CKT#2 | La Salle | SOUTH | 2028-02-12 | OTH | BA | 508.34 |  | No
29INR0088 | Cricket Storage | Planned | Cricket Storage, LLC | Tap 138kV #3179 Pauline - #3177 Eustace | Henderson | NORTH | 2028-10-05 | OTH | BA | 232.18 |  | No
23INR0359 | Crios BESS | Planned | BRP Crios BESS LLC | Tap 138 kV 1649 HASSE_P8 - 1684 SABANA_8 | Comanche | NORTH | 2028-03-01 | OTH | BA | 205.46 |  | No
24INR0405 | Crowned Heron BESS | Planned | RWE Renewables | WA Parish 345 kV Bus #44000 | Fort Bend | HOUSTON | 2026-06-30 | OTH | BA | 154.2 | 2023-06-26 | Yes | 2025-12-08 | 2026-01-21
24INR0493 | Crowned Heron BESS 2 | Planned | RWE Renewables | WA Parish 345 kV Bus #44000 | Fort Bend | HOUSTON | 2026-03-31 | OTH | BA | 154.2 | 2024-08-20 | Yes | 2026-01-27
26INR0573 | Cummins BESS | Planned | RWE Solar Development, LLC | 1333 MCDONALD 138kV | Glasscock | WEST | 2028-06-30 | OTH | BA | 200.89 |  | No
24INR0178 | Cumulus Grid BESS | Planned | Cumulus Grid, LLC | 1906 Venus Switch Substation 345kV | Ellis | NORTH | 2028-01-01 | OTH | BA | 210.74 | 2025-06-03 | Yes
27INR0451 | Dairyland Storage | Planned | ENGIE IR Holdings LLC | To 345 kV Birthright Station (#11684) | Hopkins | NORTH | 2029-04-30 | OTH | BA | 301.8 |  | No
23INR0603 | Damon BESS 2 | Planned | PR DAMON, LLC | 9.99 MW 50 MWh battery energy storage project connecting at 12.47kV Damon (DA) substation. Station Name (TDSP Station Code): DA Load/Load Transformer Name: TR2 PTI BUS number: 42370 Voltage in kV (Transmission Level): 138 kV | Brazoria | COASTAL | 2026-08-21 | OTH | BA | 9.99 | 2023-10-06 | Yes
23INR0790 | DAMON BESS3 | Planned | BarBar Storage LLC | Station Name: DAMON TSP Station Code: DA Load/Load Transformer Name: TR2 PTI BUS number: 42370 Voltage in kV (Transmission Level): 138 kV Node (associated w/ load/load XFRM in NMMS): TR2 | Brazoria | COASTAL | 2025-12-01 | OTH | BA | 9.96 | 2024-01-30 | Yes | 2025-09-29
25INR0554 | Dan Kearney BESS | Planned | Dan Kearney BESS LLC | 39703 TNFM524 138kV | Brazoria | COASTAL | 2027-10-01 | OTH | BA | 204.38 | 2024-10-18 | No
28INR0293 | Dart Energy Storage A1 | Planned | Dart Energy Storage LLC | TAP138KV #6290 ABILENE MAPLE STREET - #6275 ABILENE EAST | Taylor | WEST | 2028-11-30 | OTH | BA | 50 |  | No
24INR0142 | De Los Santos | Planned | BRP De Los Santos BESS LLC | 78016 Sunglow Substation 138kV | Maverick | SOUTH | 2027-12-01 | OTH | BA | 200.97 |  | No
26INR0555 | Desert Palm BESS | Planned | Desert Palm BESS LLC | 78280 Bevo Substation 138 kV | Dimmit | SOUTH | 2027-07-01 | OTH | BA | 201.3 |  | No
24INR0128 | Desna BESS | Planned | BRP Desna BESS LLC | 39703 TNP FM524 138kV | Brazoria | COASTAL | 2026-05-06 | OTH | BA | 205.46 | 2023-09-15 | Yes
28INR0392 | Devine Mary BESS | Planned | Devine Mary BESS | 5813 PEARSONSW8 138 kV | Medina | SOUTH | 2028-11-21 | OTH | BA | 200.58 |  | No
27INR0149 | Diablo Campo Storage | Planned | Diablo Campo Energy Center, LLC | The Coleto Greek (#8164) to Pawnee Switching Station (#5725) ; LCRA | Goliad | SOUTH | 2029-09-30 | OTH | BA | 313.54 |  | No
27INR0115 | Diamante BESS | Planned | Flexen USA LLC | 40600 ROANS__POI_5 345kV | Grimes | NORTH | 2028-11-01 | OTH | BA | 513.68 |  | No
26INR0428 | Diamond Cowboy Storage | Planned | Diamond B Storage, LLC | Tap 345kV 8249 Angstrom - 8624 Grissom | San Patricio | COASTAL | 2028-10-16 | OTH | BA | 103.5 |  | No
25INR0386 | Diaz BESS | Planned | BRP Blue Topaz 10, LLC | 8950 Olmito 138kV | Cameron | COASTAL | 2027-11-18 | OTH | BA | 241.48 |  | No
25INR0441 | Dios BESS | Planned | Dios BESS, LLC | 8117 GANADO138kV | Jackson | SOUTH | 2027-12-31 | OTH | BA | 201.08 | 2025-04-03 | Yes
25INR0139 | Dolce BESS | Planned | Dolce BESS, LLC | Tap 138kV 1189 BARBER_LK1_8 - 19520 CHINAGRVX2_8 | Mitchell | WEST | 2028-01-31 | OTH | BA | 100.65 |  | No
25INR0495 | Dolomite Storage | Planned | BT Wilson Storage, LLC | 218 Rockett 69kV | Ellis | NORTH | 2026-12-01 | OTH | BA | 125.7 |  | No
27INR0342 | Dorsey Road BESS | Planned | Horizon Energy Storage Greenfield Project Holdings LLC | Tap 138 kV Chavanea (5085) - Palo Alto (5330). | Bexar | SOUTH | 2029-08-31 | OTH | BA | 155 |  | No
24INR0476 | DOS RIOS ENERGY STORAGE SLF | Planned | DOS RIOS SOLAR, LLC | TAP 69 KV 61 BRANCHVILLE -- 65 SILVER CITY | Milam | SOUTH | 2027-03-15 | OTH | BA | 164.5 | 2025-05-13 | Yes
26INR0393 | Dove Wing Storage | Planned | Dove Run Solar Project, LLC | 138 kV Zenaida Bus# 80043 | Duval | SOUTH | 2028-10-15 | OTH | BA | 122.41 |  | No
25INR0764 | Downtown BESS | Planned | Fort Stockton Clean Energy Center, LLC | New DESR on the coordinates above tie at 12.47kV to: TSP Station Name: Downtown TSP Station Code: TNFS Load Name: LOAD2 Bus #: PTI Bus Number: 38360 Voltage (Transmission level kV): 69kV Node (load/load XFMR in NMMS): 0007 | Pecos | WEST | 2026-01-30 | OTH | BA | 9.99 | 2024-12-27 | Yes | 2025-11-20 | 2025-12-12
25INR0101 | Drake BESS | Planned | Mallard Energy Storage LLC | #833 Wylie Switch 138kV | Collin | NORTH | 2026-07-14 | OTH | BA | 257.3 | 2025-05-06 | Yes
25INR0402 | Driet BESS | Planned | Driet BESS LLC | 7254 WEIMAR8 138kV | Colorado | SOUTH | 2027-10-15 | OTH | BA | 150.52 | 2025-12-23 | No
27INR0290 | Drill Baby Drill BESS | Planned | SBESS TX8 LLC | 23859 SALTFLAT 138KV | Midland | WEST | 2028-10-11 | OTH | BA | 204.31 |  | No
23INR0310 | Dunkel BESS | Planned | Momentum Energy Storage Partners | 59156 Yellow House Canyon 115kV | Lubbock | PANHANDLE | 2027-11-02 | OTH | BA | 226.3 |  | No
27INR0085 | Eagle Claw Energy Center | Planned | Eagle Claw Energy Center, LLC | 30.615932, -95.962023 - Singleton (Bus #44645) - Zenith (Bus #44900) Circuit #98 345 kV Line | Grimes | NORTH | 2027-03-15 | OTH | BA | 200.84 | 2025-09-15 | Yes
25INR0648 | East Harrison BESS | Planned | Aggreko MSR Grid PC5 | Station Name: E_HARRIS Load Name or Load Transformer name: 69_12_1 Bus#: 8323 Voltage: 69kV | Cameron | COASTAL | 2026-02-26 | OTH | BA | 9.99 | 2024-03-17 | Yes | 2025-09-03 | 2025-11-12
25INR0202 | East West BESS | Planned | East West Energy Storage, LLC | 7750 LCRA MOUNTAIN HOME SUB | Kerr | SOUTH | 2027-03-18 | OTH | BA | 122.6 | 2024-07-12 | No
21INR0280 | Edgewater Storage | Planned | Edgewater Battery Storage LLC | 210 Reagor Springs 69kV | Ellis | NORTH | 2028-02-29 | OTH | BA | 50 |  | No
27INR0317 | Edgewood BESS 1 | Planned | Tempus Power management LLC | Tap Edgewood 138kV bus(3181) to CANTNSW_8 (3174) | Van Zandt | NORTH | 2028-03-01 | OTH | BA | 102.1 |  | No
27INR0413 | Edgewood BESS 2 | Planned | Tempus Power management LLC | Tap Edgewood 138kV bus(3181) to 3174 | Van Zandt | NORTH | 2028-03-01 | OTH | BA | 102.1 |  | No
25INR0372 | Elan BESS | Planned | Elan BESS, LLC | 42380 Needville 138kV | Fort Bend | HOUSTON | 2026-12-31 | OTH | BA | 202.65 |  | No
23INR0135 | Elbus BESS | Planned | BRP Elbus BESS LLC | 9075 Lytton 138kV | Caldwell | SOUTH | 2028-06-01 | OTH | BA | 200.99 |  | No
24INR0393 | ELECTRODE BESS | Planned | CED Development Inc. | 76040 Castillo 138kV | Upton | WEST | 2026-12-31 | OTH | BA | 150 |  | No
28INR0247 | Eligius BESS | Planned | Eligius Storage LLC | tap 138kV Liston (#8394) – JL Bates (#8392) line, AEP | Hidalgo | SOUTH | 2028-11-28 | OTH | BA | 174.66 |  | No
25INR0103 | Elio BESS | Planned | Elio Energy LLC | Tap 138kV 42980 Nash - 44010 Wa Parish circuit 02 | Brazoria | COASTAL | 2027-08-05 | OTH | BA | 317.2 | 2024-09-15 | Yes
25INR0655 | Elm Street BESS | Planned | Elm St Infra LLC | Station Code: ELM_ST Load Name: ELMST_2 Bus # 38049 138kv | Reeves | WEST | 2026-05-31 | OTH | BA | 9.9 | 2025-01-02 | Yes | 2026-01-16
25INR0765 | Elm Street BESS2 | Planned | North Pecos Clean Energy Center, LLC | New DESR on the coordinates above tie at 12.47kV to: TSP Station Name: Elm Street TSP Station Code: ELM_ST Load Name: ELMST_3 Bus #: PTI Bus Number: 38049 Voltage (Transmission level kV): 138kV Node (load/load XFMR in NMMS): 8912 | Reeves | WEST | 2026-01-24 | OTH | BA | 9.99 | 2024-12-27 | Yes | 2025-11-18 | 2025-12-09
29INR0145 | Elysium Energy Center BESS | Planned | Adapture Solar Development | 44030 Arcola 138 kV | Fort Bend | HOUSTON | 2030-01-17 | OTH | BA | 100 |  | No
26INR0231 | Energy City BESS | Planned | Energy City BESS LLC | Tap 138kV 1179 Texaco Mabee Tap - 1200 Mariensfield | Midland | WEST | 2027-06-30 | OTH | BA | 204.9 |  | No
28INR0436 | Englehardt BESS | Planned | Comal BESS LLC | River Oaks (7173) | Comal | SOUTH | 2027-09-01 | OTH | BA | 200.51 |  | No
25INR0593 | Escondido BESS | Planned | Regis Escondido LLC | Station Name: ESCONDIDO TSP Station Code: ESCONDID Load Transformer Name: LOAD2 Bus #: 8260 Voltage in kV (Transmission Level): 138 kV | Maverick | SOUTH | 2026-06-11 | OTH | BA | 9.99 | 2023-11-29 | Yes
22INR0401 | Eval Storage | Planned | Hecate Grid East Valley Storage LLC | 80229 Cavazos 138kV | Cameron | COASTAL | 2028-12-31 | OTH | BA | 251.85 | 2022-02-03 | Yes
26INR0260 | Evans Creek Energy Storage | Planned | Evans Creek Energy Storage LLC | Comstock 138kV Substation (PSSE Bus #8683) | Val Verde | WEST | 2028-04-01 | OTH | BA | 102.96 |  | No
24INR0459 | Exodus BESS | Planned | Exodus Solar LLC | Tap 345kV 7040 Austrop – 7042 Zorn | Caldwell | SOUTH | 2027-12-01 | OTH | BA | 201.36 |  | No
26INR0033 | Fairway Storage | Planned | Fairway Storage LLC | Tap 138kV 3503 FAIRWPOD_8 - 196 FAIRFIELD | Freestone | NORTH | 2027-09-24 | OTH | BA | 120.3 | 2025-08-11 | No
26INR0116 | Falcon Zapata Storage 138 | Planned | Falcon BESS, LLC | Tap 138kV 8299 Zapata - 8957 Lopeno | Zapata | SOUTH | 2028-03-11 | OTH | BA | 200.79 |  | No
27INR0371 | Feather Dalea BESS | Planned | RWE Clean Energy Development, LLC | 59902 Sand_Bluff 345kV | Glasscock | WEST | 2027-07-02 | OTH | BA | 200 |  | No
22INR0422 | Ferdinand Grid BESS | Planned | Ferdinand Grid, LLC | 5260 Leon Creek 138kV | Bexar | SOUTH | 2026-05-01 | OTH | BA | 205.5 | 2022-11-28 | Yes | 2026-01-16
27INR0393 | Ferdinand Grid BESS II | Planned | Coval Infrastructure DevCo LLC | 5260 Leon Creek 138kV | Bexar | SOUTH | 2027-06-08 | OTH | BA | 208.12 |  | No
27INR0461 | Fermata BESS | Planned | Fermata BESS, LLC | Tap 345kV 2464# CASHSW_T5 – 2461# ROYSE_N5 | Hunt | NORTH | 2028-07-01 | OTH | BA | 204 |  | No
28INR0290 | Field Marshal Storage | Planned | Field Marshal Storage LLC | Dublin (1636) - Fullhouse (1652) 138kV | Erath | NORTH | 2029-05-07 | OTH | BA | 150.8 |  | No
27INR0222 | Fierce River BESS | Planned | Rio Grande Solar LLC | Tapping the 345 kV Line from Del Sol (Bus# 80355) to Frontera (Bus# 80119) ckt 1 | Starr | SOUTH | 2029-02-22 | OTH | BA | 284.49 |  | No
25INR0380 | Fike BESS | Planned | BRP Blue Topaz 9, LLC | 5754 Aderhold 138kV | Hidalgo | SOUTH | 2027-06-18 | OTH | BA | 200.8 |  | No
28INR0363 | Finch Storage | Planned | Finch Storage, LLC | 165 WINDSORSW 138kV | McLennan | NORTH | 2028-09-30 | OTH | BA | 201.3 |  | No
26INR0287 | Firebird BESS | Planned | TX BESS 6, LLC | Tap 138kV #1099 Southwestern Portland Tap - #1052 Rexall | Ector | WEST | 2028-08-28 | OTH | BA | 102.65 |  | No
26INR0226 | First Capitol BESS | Planned | First Capitol BESS, LLC | Tap 138kV West Columbia Main (39500) - Sweeny Cogen (110505) | Brazoria | COASTAL | 2027-05-01 | OTH | BA | 257.48 | 2025-05-15 | Yes
26INR0218 | Fort Chadbourne Cattle BESS | Planned | Fort Chadbourne BESS | AEP Fort Chadbourne 138 kv substation (#6324) | Coke | WEST | 2027-06-29 | OTH | BA | 50.23 |  | No
25INR0339 | Fort Concho Energy storage | Planned | Rocky Mountain Energy Development, LLC | Tap 138 kV #76320 Schkade - #76011 Twin Buttes Line; LCRA | Tom Green | WEST | 2028-12-31 | OTH | BA | 251.15 |  | No
25INR0190 | Fortissimo BESS | Planned | Fortissimo BESS, LCC | 741 Dyemound 138kV | Montague | NORTH | 2028-04-24 | OTH | BA | 202.65 |  | No
23INR0308 | Fowler Ranch Storage | Planned | Crane BESS, LLC | 76025 Castle Mountain 138kV | Crane | WEST | 2027-06-30 | OTH | BA | 26.07 |  | No
26INR0107 | Freedom Falcon BESS | Planned | Falcon BESS, LLC | Tap 345kV #80224 Tiempo - #80227 Rapido | Zapata | SOUTH | 2028-08-11 | OTH | BA | 501.9 |  | No
28INR0055 | Freestone Battery Storage Project | Planned | Freestone Power Generation, LLC | 3134 RICHLAND CHAMBERS 345kV (PSS/E Bus Name: RICHLND1_5) | Freestone | NORTH | 2028-12-16 | OTH | BA | 210.5 |  | No
24INR0516 | French Riviera Storage | Planned | Arana Creek Battery Storage LLC | 5646 Riviera Substation 69kV | Kleberg | COASTAL | 2028-05-01 | OTH | BA | 75 |  | No
27INR0562 | Frizzle BESS | Planned | Frizzle BESS, L.L.C. | #38143, TNSLVRLEAF1, 138kV | Ward | WEST | 2027-10-18 | OTH | BA | 180.9 |  | No
26INR0502 | Fudge Ranch BESS | Planned | Crandall BESS LLC | 6902<6902><TALTY_RC><138kV> | Kaufman | NORTH | 2027-06-30 | OTH | BA | 104 |  | No
24INR0413 | Furay Battery Energy Storage System | Planned | Blue Topaz 1, LLC | Tap 138kV 45660 Jonte substation – 46332 Scenic Woods Tapping both radial lines. | Harris | HOUSTON | 2027-03-19 | OTH | BA | 304 |  | No
28INR0387 | Galaxy Storage 2 | Planned | Galaxy Solar 2, LLC | 3/4-Breaker Ring Bus at 345kV Venus Switch (#1907) BKR 4920 - Navarro Switch (LST) (#68091) BKR 3B3134/3B3127 | Ellis | NORTH | 2029-10-30 | OTH | BA | 201.87 |  | No
23INR0204 | GALVANIC BESS | Planned | CED Development Inc | 8252 Bracketville 138kV | Kinney | SOUTH | 2027-12-30 | OTH | BA | 100 |  | No
26INR0417 | GAMAY ENERGY STORAGE | Planned | GAMAY ENERGY STORAGE LLC | Tap 138 kV Line from TNFM524 (39703) to West Columbia Main (39500), in Brazoria County. | Brazoria | COASTAL | 2027-03-01 | OTH | BA | 418.6 | 2025-05-27 | No
27INR0139 | Gatsby Energy Storage | Planned | Gatsby Energy Storage LLC | Fort Lancaster 138 kV Substation (PSSE Bus #76579) | Pecos | WEST | 2027-03-31 | OTH | BA | 103.36 |  | No
24INR0595 | Gears BESS | Planned | Regis Gears-Harris LLC | Station Name (TSP Station Code): Gears (GZ) Load/Load Transformer Name: TR1 PTI Bus Number: 45781 Voltage in kV (Transmission Level): 138 kV | Harris | HOUSTON | 2026-01-28 | OTH | BA | 9.9 | 2023-09-20 | Yes | 2025-07-21 | 2025-07-28
25INR0742 | Gears BESS2 | Planned | ESTX-PLD-HOUSTON7, LLC | TSP STATION NAME: GEARS TSP STATION CODE: GEARS/GZ LOAD TRANSFORMER NAME: GZ-TG_BESS BUS#: 45781 VOLTAGE: 138kV NODE: TR2 | Harris | HOUSTON | 2025-12-15 | OTH | BA | 9.95 | 2024-04-30 | Yes | 2025-11-17 | 2025-11-21
26INR0559 | Georgia-Lynn BESS | Planned | Georgia Lynn BESS LLC | 80064 CHOCBAYU4A 138 kV | Victoria | SOUTH | 2028-02-20 | OTH | BA | 108.7 |  | No
25INR0666 | GIBSON BRANCH BESS | Planned | Gibson Branch BESS LLC | 7064 Lampasas Substation 138kV | Lampasas | NORTH | 2028-01-15 | OTH | BA | 142.9 |  | No
25INR0688 | Giga Texas Data Center | Planned | Giga Texas Energy, LLC | HORNSBY Substation POIB# 7047 Site will be connected behind the meter at Medium Voltage 24.9 kV with non export controls GSU TRANSFORMER 80/106/133MVA 345kV DELTA PRIMARY 24.9kV WYE-G SECONDARY Z=XX%, 65DEG C RISE | Travis | SOUTH | 2025-12-15 | OTH | BA | 133 | 2025-04-30 | No
25INR0656 | Gilleys Energy Storage | Planned | Gilleys Energy Storage, LLC | Tap 345 kV 1730 West Krum - 6111 Riley CKT 2 | Wise | NORTH | 2028-04-21 | OTH | BA | 306.4 |  | No
27INR0209 | Goby Energy Center | Planned | Goby Energy Center | Tap 138kV line 44390 Karsten - 44721 Thompsons | Brazoria | COASTAL | 2027-09-30 | OTH | BA | 200.65 |  | No
25INR0100 | Goldeneye BESS | Planned | Black Mountain Energy Storage II | 3423 KILLEEN Switch 138 KV | Bell | NORTH | 2028-05-15 | OTH | BA | 201.6 | 2024-02-26 | No
26INR0505 | Goldhill Energy Storage | Planned | Goldhill Energy Storage LLC | Tap 138kV 8154 VISTRON4B – 8189 TUNGSTEN4A | Victoria | SOUTH | 2028-09-30 | OTH | BA | 200.58 |  | No
26INR0222 | GOTHAM BESS | Planned | AEU BATTERY PROJECT IV LLC | 5640 DRISCOLLSUB9 69kV | Nueces | COASTAL | 2027-03-17 | OTH | BA | 151.2 |  | No
26INR0550 | Grand Mesa BESS | Planned | PERRY GREEN POWER LLC | 76582 MESA VIEW SWITCH 138kV | Pecos | WEST | 2027-09-28 | OTH | BA | 253.28 |  | No
26INR0654 | Great Hambino BESS | Planned | Atascosa BESS, LLC | #5700 Miracle Lake Substation 138kV | Atascosa | SOUTH | 2027-02-01 | OTH | BA | 122.98 |  | No
25INR0230 | Great Rock BESS | Planned | Black Mountain Energy Storage II | Tap 345kV 46020 Limestone - 967 Gibbon Creek Ckt 18 | Leon | NORTH | 2027-12-20 | OTH | BA | 300.9 | 2024-08-23 | No
24INR0616 | GridGuardian BESS | Planned | SMT Temple BESS LLC | 3412 TEMPLE PECAN CREEK 345kV | Bell | NORTH | 2027-04-19 | OTH | BA | 227.99 |  | No
27INR0093 | Guadalupe Battery Storage Project | Planned | Guadalupe Power Partners, LP | # 7044 Marion 345kV | Guadalupe | SOUTH | 2027-05-01 | OTH | BA | 210.5 |  | No
24INR0352 | Guinness BESS | Planned | Momentum Energy Storage Partners,LLC | Tap 138kV 7520 BERTRA - 7522 ANDICE | Williamson | SOUTH | 2027-04-15 | OTH | BA | 100.51 |  | No
25INR0446 | Guitar BESS | Planned | Guitar BESS LLC | Tap 138kV 6275 ABEAST4A - 6670 PUTN4C | Callahan | WEST | 2027-12-31 | OTH | BA | 204.79 |  | No
24INR0491 | Gunnar BESS | Planned | Gunnar Reliability Project LLC | 8029 CLOSNER4A 138kV | Hidalgo | SOUTH | 2026-08-31 | OTH | BA | 154.75 | 2023-09-22 | Yes
23INR0485 | Hacienda Storage | Planned | Galveston Energy Storage LLC | 38745 Attwater 138kV | Galveston | HOUSTON | 2027-12-01 | OTH | BA | 201.9 |  | No
24INR0569 | Hadrian Energy Storage | Planned | Hadrian Energy Storage, LLC | Line Tap 138kV #43012 NEWGLF60T3_8 - #43190 S_LANE_B138 | Wharton | SOUTH | 2028-12-31 | OTH | BA | 101.2 |  | No
25INR0241 | Halcon Storage | Planned | TX BESS A LLC | Tap 138kV 8957 Central Lopeno - 80106 Falcon Dam | Starr | SOUTH | 2028-05-15 | OTH | BA | 132.65 |  | No
24INR0494 | Hana Springs BESS | Planned | Black Mountain Energy Storage II LLC | 7064 LAMPASAS 138KV | Lampasas | NORTH | 2028-05-15 | OTH | BA | 100.8 |  | No
26INR0496 | Hardeman BESS | Planned | Quanah BESS LLC | 6050 PAUL 138kV | Hardeman | WEST | 2028-06-30 | OTH | BA | 104 |  | No
26INR0691 | Harlingen #1 BESS 1 | Planned | Harlingen ESS Assets LLC | TSP Station Name: Harlingen #1 TSP Station Code: HARLIN_1 • Load Name / Load Transformer Name: 69_12_1 Bus #: PTI Bus Number:8321 Voltage (Transmission level kV):69kV Node (associated w/ load/load XFMR in NMMS): Transformer 1 | Cameron | COASTAL | 2026-03-20 | OTH | BA | 9.99 | 2025-06-18 | Yes
22INR0469 | Harper Energy Storage | Planned | VESI 31 LLC | Tap 138kV 8314 La Palma - 80229 Villa Cavazos | Cameron | COASTAL | 2028-09-15 | OTH | BA | 82.42 |  | No
26INR0551 | Hastings Park BESS | Planned | Brazos Roots BESS, LLC | 39010 138kV HASTINGS | Brazoria | COASTAL | 2027-09-15 | OTH | BA | 256.34 | 2025-08-13 | No
25INR0376 | Hawkins BESS | Planned | BRP BLUE TOPAZ 7, LLC | 85005 ELGATO4A 138 kV | Hidalgo | SOUTH | 2028-01-16 | OTH | BA | 150.43 |  | No
25INR0135 | Hayrick BESS | Planned | Gransolar Texas Five LLC | 6351 Nicole 138kV | Coke | WEST | 2028-03-15 | OTH | BA | 113.9 |  | No
23INR0401 | Headcamp Energy Storage Plant | Planned | Momentum Headcamp LLC | tap 138kV 38331 TN Alamo St – 38455 TN Holiday | Pecos | WEST | 2025-11-26 | OTH | BA | 152.88 | 2024-02-16 | Yes | 2025-08-19 | 2025-09-16
23INR0617 | Hidden Lakes BESS | Planned | SBESS TX 6 LLC | Station Name: HDNLAKES PTI Bus#: 38900 Load XFMR Name: HDLAKE_2 Transmission Level Voltage: 138 kV | Galveston | HOUSTON | 2026-05-24 | OTH | BA | 9.9 | 2024-02-07 | Yes
24INR0594 | Hidden Valley BESS | Planned | Regis Hidden Valley, LLC | Station Name (TSP Station Code): Hidden Valley (HV) Load/Load Transformer Name: TR4 PTI Bus Number: 45862 Voltage in kV (Transmission Level): 138 kV | Harris | HOUSTON | 2026-03-27 | OTH | BA | 9.9 | 2023-09-11 | Yes | 2025-11-17 | 2025-11-25
25INR0287 | Hide Town Energy Storage | Planned | Hide Town Energy Storage LLC | 1311 SACROC 138kV | Scurry | WEST | 2028-10-11 | OTH | BA | 100.75 |  | No
24INR0419 | High Plains Storage | Planned | ROBP Holdings, LLC | 45880 Hockley 138kV | Harris | HOUSTON | 2028-05-30 | OTH | BA | 157.7 |  | No
26INR0520 | Highway 6 BESS | Planned | Hwy 6 Infra LLC | substation - HWY6 Substation kv - 138 Ercot Lond Name - Highway 6 ERCOT station code - HWY6 ERCOTBus # - 6 ERCOTLoad Name - HWY6_1 NMMS Node #: 3165 | Brazos | NORTH | 2026-06-10 | OTH | BA | 9.9 | 2025-01-30 | Yes | 2026-01-08
26INR0285 | Hill Valley BESS | Planned | Hill Valley BESS, LLC | 345 kV Singleton (#44645) | Grimes | NORTH | 2028-07-15 | OTH | BA | 245.8 |  | No
25INR0395 | Hinkell BESS | Planned | Reveille BESS | 8612 Reveille 138kV | La Salle | SOUTH | 2027-07-01 | OTH | BA | 78.05 |  | No
26INR0546 | Hobby BESS I | Planned | Airport Storage II LLC | Double Tap 138kV 42680 Garden Villas – 48250 Hall & 42680 Garden Villas – 48013 Chocolate Bayou | Harris | HOUSTON | 2027-10-15 | OTH | BA | 602.56 |  | No
23INR0312 | Hofbrau BESS | Planned | Momentum Hofbrau LLC | 6442 Redcreek 138kV | Tom Green | WEST | 2028-07-01 | OTH | BA | 180.72 |  | No
28INR0390 | Horsepower BESS | Planned | Horsepower BESS, LLC | POI is 138 kV Howard Substation (Bus# 5230) (SSWG bus name: HOWARD), NMMS station code: S1 | Bexar | SOUTH | 2028-01-31 | OTH | BA | 257.5 |  | No
25INR0420 | Houston BESS | Planned | SMT Houston | Tap 138 kV LAUDER (#46002) - RITTENHOUSE (#46282) ckt 95 | Harris | HOUSTON | 2026-12-15 | OTH | BA | 227.9 |  | No
27INR0196 | Houston County BESS | Planned | Houston ESS, LLC | Tap ETEC 138kV #6733 Mustang Prairie to #6732 Latexo Sub | Houston | NORTH | 2027-04-12 | OTH | BA | 125.4 |  | No
24INR0584 | Houston IV BESS | Planned | SMT Houston IV LLC | 44140 CLODINE 138kV | Harris | HOUSTON | 2026-06-03 | OTH | BA | 164.6 | 2024-11-07 | Yes
29INR0173 | Howard Road BESS | Planned | Project Fast Flow LLC | BUS#5231 HOWARD RD 345 kV SUBSTATION | Bexar | SOUTH | 2028-04-01 | OTH | BA | 617.63 |  | No
24INR0073 | Hyacinth Storage | Planned | Hyacinth Storage, LLC | 46500 Tomball 345 kV | Harris | HOUSTON | 2030-12-25 | OTH | BA | 103.05 |  | No
25INR0542 | Hynes Bay Energy Storage | Planned | Hynes Bay Energy Storage, LLC | Tap 138kV 5546 DANEVANG SW - 8121 BLESSING | Wharton | SOUTH | 2027-12-31 | OTH | BA | 101.2 |  | No
25INR0310 | IEP Blackhawk | Planned | IEP Texas Verde II, llc | 38740 Heights Substation 138kV | Galveston | HOUSTON | 2026-12-01 | OTH | BA | 100 |  | No
23INR0556 | IEP Orchard BESS | Planned | IEP Tejas Verde LLC | Station Name (TDSP Station Code): OR Load/Load Transformer Name :TR1 PTI BUS number: 44541 Voltage in kV (Transmission Level): 138 kV Project Size: 9.99 MW battery energy storage (BESS) system; 50 MWh connecting on CNP 34.5kV Distribution System. | Fort Bend | HOUSTON | 2026-09-18 | OTH | BA | 9.99 | 2023-08-09 | Yes | 2024-11-12 | 2024-12-06
21INR0455 | Independence Trail Storage | Planned | KCE TX 16, LLC | 60501 Tesla 345kV | Childress | PANHANDLE | 2028-01-01 | OTH | BA | 100 |  | No
23INR0794 | Invictus Energy Storage | Planned | GSA Land Holdings | 6390 FIREROCK4A 138kV | Coleman | WEST | 2028-05-31 | OTH | BA | 140.53 |  | No
25INR0208 | Iron Belt Energy Storage | Planned | Iron Belt Energy Storage Project, LLC | Long Draw (# 59900) - Volta (#59910) 345kV | Borden | WEST | 2027-07-31 | OTH | BA | 401.9 | 2023-01-16 | Yes
26INR0215 | JackGard BESS | Planned | Jackgard BESS | 1429 Jacksboro 345kV | Jack | NORTH | 2028-04-17 | OTH | BA | 200.59 |  | No
28INR0349 | Jaguarundi Energy Storage | Planned | PowerPulse LLC | Bus # 1339, Eskota 138kV | Nolan | WEST | 2029-11-10 | OTH | BA | 152.02 |  | No
26INR0247 | Jane Storage Energy Center | Planned | NMRE Holdings, LLC | 59901 Grelton 345 kV | Martin | WEST | 2027-03-01 | OTH | BA | 240.6 |  | Yes
25INR0144 | Jasper BESS | Planned | Jasper BESS, LLC | Tap 138kV 71230 Pleasant Farms - 1236 Pegasus South | Midland | WEST | 2028-03-31 | OTH | BA | 201.13 |  | No
27INR0447 | Jay Flat BESS | Planned | Jay Flat BESS LLC | 59908 Novaprime 345kV | Kent | WEST | 2029-02-13 | OTH | BA | 259.36 |  | No
27INR0154 | Jim Wells BESS | Planned | Jim Wells ESS | 69kV PREMONT (#8894) | Jim Wells | SOUTH | 2028-06-30 | OTH | BA | 100.32 |  | No
25INR0455 | John Bull BESS | Planned | BRP BLUE TOPAZ 13, LLC | 8482 WEIL TRC4A 138kV | Nueces | COASTAL | 2028-04-16 | OTH | BA | 147.42 |  | No
29INR0084 | Jolly Rock Storage Center | Planned | Jolly Rock Storage Center LLC | Tap 138kV 1431 GRAHAM Plant Switch - 11525 Short Grass Circuit 1. | Young | WEST | 2029-05-16 | OTH | BA | 208.57 |  | No
29INR0151 | Juanita Creek BESS | Planned | Juanita Creek Energy Center, LLC | Tap CKT #39 between El Maton (#43990) and W.A.Parish (#44000) | Matagorda | COASTAL | 2031-10-01 | OTH | BA | 303.6 |  | No
26INR0391 | Jumping Cactus Storage | Planned | Dove Run Solar Project, LLC | 138 kV Zenaida Bus# 80043 | Duval | SOUTH | 2028-10-15 | OTH | BA | 125.37 |  | No
26INR0173 | Juniper Ridge BESS 1 | Planned | Lazy U ESS 1 | Tap EDITHCLA7B [60505] -- TESLA7A [60501] 345kV ckt2 | Hardeman | WEST | 2029-06-30 | OTH | BA | 251.5 |  | No
26INR0174 | Juniper Ridge BESS 2 | Planned | Lazy U ESS 2 | Tap EDITHCLA7B [60505] -- TESLA7A [60501] ckt2 | Hardeman | WEST | 2029-06-30 | OTH | BA | 251.5 |  | No
25INR0513 | Kahla Storage | Planned | BT Kahla Storage, LLC | Tap 345kV 46020 Limestone 967 Gibbons Creek Circuit 50 | Leon | NORTH | 2028-12-29 | OTH | BA | 200.9 |  | No
27INR0469 | Kickstart Energy Storage I | Planned | Kickstart Infrastructure LLC | Tap 345 kV 1907 Venus Switch - 3383 BYNUM_5 | Ellis | NORTH | 2029-09-30 | OTH | BA | 1.44 |  | No
27INR0470 | Kickstart Energy Storage II | Planned | Kickstart Infrastructure LLC | Tap 345 kV 1907 Venus Switch - 3383 BYNUM_5 | Ellis | NORTH | 2029-09-30 | OTH | BA | 1.44 |  | No
27INR0471 | Kickstart Energy Storage III | Planned | Kickstart Infrastructure LLC | Tap 345 kV #1906 VENUS_S5 to #68091 NAVARRO | Ellis | NORTH | 2029-09-30 | OTH | BA | 1.44 |  | No
27INR0472 | Kickstart Energy Storage IV | Planned | Kickstart Infrastructure LLC | Tap 345 kV #1906 VENUS_S5 to #68091 NAVARRO | Ellis | NORTH | 2029-09-30 | OTH | BA | 1.44 |  | No
29INR0217 | Kickstart Energy Storage V | Planned | Kickstart Infrastructure LLC | 345 KV Venus 1906 to Fort Smith 3389 | Ellis | NORTH | 2029-12-31 | OTH | BA | 999 |  | No
29INR0218 | Kickstart Energy Storage VI | Planned | Kickstart Infrastructure LLC | 345 KV Venus 1907 to Navarro 68091 | Ellis | NORTH | 2029-12-31 | OTH | BA | 1026.2 |  | No
24INR0541 | Kinney County Energy | Planned | Kinney County Energy, LLC | Tap 138kV 8252 Brackett4A - 78255 L_PINTCR8_1Y | Kinney | SOUTH | 2027-05-15 | OTH | BA | 101.2 |  | No
27INR0014 | Kit Fox Storage | Planned | Kit Fox Storage, LLC | Walton Switch (6899) 138KV | Henderson | NORTH | 2027-07-01 | OTH | BA | 153.6 |  | No
25INR0747 | Knapp BESS | Planned | Knapp ESS Assets, LLC | Station Name: KNAPP Station Code: KNAPP Station Bus Number: #1310 Station Transmission Voltage: 138 kV Load/Load Transformer Name: LDLXFMR2 Distribution Voltage: 12.47 kV | Scurry | WEST | 2025-12-30 | OTH | BA | 9.95 | 2025-03-13 | Yes | 2025-11-05 | 2025-11-24
26INR0545 | Knight Airport BESS I | Planned | Airport Storage I LLC | Tap 138kV 48126 Gulfgate - 48199 Knight 06 and 42680 Garden Villas - 42770 Ashville 06 | Harris | HOUSTON | 2027-10-15 | OTH | BA | 522.46 |  | No
26INR0617 | Knox County Moore Storage | Planned | DM-KCM, LLC | 6110 Munday East Substation 138kV | Knox | WEST | 2028-06-30 | OTH | BA | 77 |  | No
23INR0283 | Kota Battery | Planned | Kota Storage, LLC | 23900 Alibates 345kV | Carson | PANHANDLE | 2028-10-31 | OTH | BA | 200.8 |  | No
27INR0416 | Kresge Land Battery Storage | Planned | Kresge Land Battery Storage LLC | 138 kV Nighthawk Substation (Bus #38985) | Galveston | HOUSTON | 2027-06-01 | OTH | BA | 200 |  | No
24INR0260 | Lager Storage | Planned | Momentum Lager LLC | 8031 Gillrina 69kV | Nueces | COASTAL | 2028-06-30 | OTH | BA | 31.1 |  | No
25INR0647 | Lantana BESS | Planned | Aggreko MSR Grid PC2 | Station Name: LANTANA Load Name or Load Transformer name: LOAD1 Bus#: 8965 Voltage: 69kV | Nueces | COASTAL | 2026-02-27 | OTH | BA | 9.99 | 2024-03-17 | Yes | 2025-09-12 | 2025-11-12
23INR0340 | Larkspur Energy Storage | Planned | Larkspur Energy Storage LLC | 71213 Benedum 138kV | Upton | WEST | 2027-05-05 | OTH | BA | 307.46 | 2022-02-28 | No
23INR0284 | Las Moras Battery | Planned | Las Moras Storage, LLC | 8252 Brackett 138kV | Kinney | SOUTH | 2029-07-01 | OTH | BA | 101 |  | No
23INR0499 | Laureles BESS | Planned | Regis Laureles LLC | Station Name (TDSP Station Code) LAURELES; Load/Load Transformer Name LD01; PTI BUS number 5756; Voltage in kV (Transmission Level) 138kV | Cameron | COASTAL | 2026-03-14 | OTH | BA | 9.9 | 2023-02-16 | Yes | 2025-05-23 | 2025-07-15
23INR0467 | Lavender Storage Project | Planned | Lavender Storage Project LLC | Tap 138kV Deely (bus 5110) - Laredo (bus 5255) | Bexar | SOUTH | 2029-09-13 | OTH | BA | 231.9 | 2025-06-23 | No
26INR0465 | Lavita BESS | Planned | Lavita BESS, LLC | Tap 345kV Temple Pecan Creek (3412) - Temple Switch (3414) 345kV ckt 2 | Bell | NORTH | 2028-07-01 | OTH | BA | 606 |  | No
25INR0184 | Legato BESS | Planned | Legato Storage, LLC | 138kV #608 Crafton Substation - #620 Bowie Substation | Wise | NORTH | 2028-04-24 | OTH | BA | 202.65 |  | No
27INR0224 | Leopard BESS | Planned | Bobcat Energy Center, LLC | 8721 Beecher 138 kV | Victoria | SOUTH | 2028-06-29 | OTH | BA | 264.24 | 2025-06-09 | Yes
25INR0338 | Les Energy Storage | Planned | Rocky Mountain Energy Development, LLC | Tap 138 kV 1326 Stanton East – 11324 Leatherwood Pod | Howard | WEST | 2028-04-30 | OTH | BA | 205.13 |  | No
23INR0334 | Liberty Senate Energy Storage 1 | Planned | Senate Solar LLC | 1445 Burwick 345kV | Jack | NORTH | 2027-10-27 | OTH | BA | 207.4 |  | No
29INR0249 | Lightcycle Energy Storage | Planned | Lightcycle Energy Storage LLC | 9042 Winchester 345 kV | Fayette | SOUTH | 2029-05-01 | OTH | BA | 409.69 |  | No
26INR0460 | Lightning Ridge Energy Storage | Planned | Lightning Ridge Storage LLC | Tap #1429 Jacksboro Substation 345kV | Jack | NORTH | 2028-03-21 | OTH | BA | 204.7 |  | No
25INR0238 | Little Ridge Storage | Planned | TX BESS B LLC | Tap 138kV Swindell (812) - Olinger (818) | Collin | NORTH | 2025-12-11 | OTH | BA | 252 |  | No
24INR0481 | Little York BESS | Planned | ESTX-PLD-HOUSTON5, LLC | Station Name (TDSP Station Code): Little York (LK) Load/Load Transformer Name: TR3 PTI BUS number: 45995 Voltage in kV (Transmission Level): 138kV Node (associated w/ load/load XFMR in NMMS): TR3 | Harris | HOUSTON | 2026-04-24 | OTH | BA | 9.96 | 2025-08-20 | Yes
24INR0108 | Louisa Energy Storage | Planned | VESI 49 LLC | 138 kV Helotes (#5200) | Bexar | SOUTH | 2029-03-12 | OTH | BA | 102.77 | 2025-02-27 | Yes
23INR0324 | Lumberjack Storage | Planned | EDP Renewables North America LLC | 138 kV Tap 3110 Stryker Creek - 3147 Troup | Cherokee | NORTH | 2029-11-01 | OTH | BA | 50.94 | 2024-03-20 | No
26INR0045 | LUND STORAGE CENTER 1 | Planned | Lund Storage Center 1, LLC | TAP 138 KV LINE AND CREATE NEW BUS BETWEEN KIMBRO (7337) AND ELGIN SWITCH (3650) | Bastrop | SOUTH | 2028-12-31 | OTH | BA | 407.55 |  | No
24INR0534 | Lyford Energy | Planned | Lyford Energy, LLC | 5745 E Raymondville 138kV | Willacy | COASTAL | 2027-09-02 | OTH | BA | 101.2 |  | No
25INR0329 | Lynx Energy Storage | Planned | Corpus Battery Storage, LLC | 138KV Tap 8921 Terra Verde - 8518 Kingsville | Nueces | COASTAL | 2026-05-01 | OTH | BA | 125.3 | 2024-04-09 | Yes
26INR0636 | Lyra Storage | Planned | JUNO BESS I | 345kV MULESHOE (#59922) | Borden | WEST | 2026-11-12 | OTH | BA | 500 | 2025-08-13 | No
25INR0597 | Lyssy BESS | Planned | Regis Lyssy LLC | TSP Station Name: LYSSY TSP Station Code: LYSSY Load Name/ Load Transformer Name: Lyssy1 Bus # - PTI Bus Number: #8193 Voltage in kV (Transmission Level): 138 kV Node (associated w/ load/load XFMR in NMMS): 0001 | Wilson | SOUTH | 2026-02-13 | OTH | BA | 9.9 | 2023-11-07 | Yes | 2025-06-12 | 2025-08-21
25INR0390 | Macho Creek BESS | Planned | Macho Creek BESS, LLC | Tap 138kV 8793 RIO GRANDE CITY - 8806 LAS LOMAS | Starr | SOUTH | 2027-05-31 | OTH | BA | 150.56 |  | No
26INR0426 | Maderagemela BESS1 | Planned | Twinwood ES1, LLC | Tap 138kV 44750 FULSHR_S25_8 to 44860 TWINWD_S25_8 | Waller | HOUSTON | 2027-10-27 | OTH | BA | 153.96 |  | No
25INR0582 | Maleza Storage II | Planned | Brush Storage, LLC | 44220 Julia 345kV | Wharton | SOUTH | 2027-02-09 | OTH | BA | 256.1 |  | No
23INR0318 | Marcelina Storage | Planned | Marcelina Solar, LLC | Tap 345 kV 5133 Elm Creek - 5901 San Miguel | Wilson | SOUTH | 2026-12-18 | OTH | BA | 203.21 |  | No
24INR0570 | Marcus Energy Storage | Planned | Marcus Energy Storage, LLC | Tap 138kV 39500 West Columbia Main - 110505 Sweeny Co-Gen LP Ckt 1 | Brazoria | COASTAL | 2027-09-01 | OTH | BA | 201.04 |  | No
25INR0419 | Marengo BESS | Planned | BRP BLUE TOPAZ 8, LLC | 8640 Kelvin Station 138kV (AEP) | Cameron | COASTAL | 2028-05-15 | OTH | BA | 120.72 |  | No
28INR0295 | Margay Energy Storage | Planned | PowerPulse LLC | Tap 138kV 42750 Mykawa - 48353 Telephone Ckt 06 | Brazoria | COASTAL | 2029-04-10 | OTH | BA | 101.3 | 2025-12-26 | No
25INR0487 | Marick Rose BESS | Planned | Marick BESS | Tap 138kV 44521 Marick - 44615 Rosenberg Ckt 60 | Fort Bend | HOUSTON | 2026-05-01 | OTH | BA | 50.18 |  | No
25INR0176 | Masava Storage | Planned | Savannah Oaks Solar Project, LLC | tap 345 kV 46020 Limestone Plant - 967 Gibbons Creek ckt 18 | Madison | NORTH | 2028-09-30 | OTH | BA | 257.04 |  | No
28INR0074 | Massey Storage | Planned | Massey Storage, LLC | Tap 138kV Chevron_NewSub(#99300) and Cedar Bayou Tap(#48065) circuit 84 | Harris | HOUSTON | 2028-01-03 | OTH | BA | 102.86 |  | No
28INR0346 | Maximino Road BESS | Planned | Horizon Energy Storage Greenfield Project Holdings LLC | 7170 BERGHEIM 138kV | Comal | SOUTH | 2028-05-31 | OTH | BA | 206 |  | No
25INR0557 | McCamey's Castle Battery | Planned | Castle Storage, LLC | 76597 Robbins Switch 138 kV | Upton | WEST | 2027-03-31 | OTH | BA | 409.6 | 2025-03-20 | Yes
25INR0661 | McCrae Energy Storage | Planned | McCrae Energy Storage, LLC | Tap 345 kV 1900 COMCHPKW_5 - 1440 COMCHESS1_5 | Erath | NORTH | 2028-09-25 | OTH | BA | 306.35 | 2025-12-30 | No
24INR0471 | McGee Storage | Planned | BT McGee Storage, LLC | Bus #6843 at Rayburn Barton Chapel Substation | Henderson | NORTH | 2026-05-29 | OTH | BA | 151.39 | 2024-12-20 | No
25INR0040 | McMEXICO STORAGE | Planned | FRESH AIR ENERGY II, LLC | 8644 Trade Zone 138kV | Hidalgo | SOUTH | 2028-11-30 | OTH | BA | 201.9 |  | No
25INR0371 | McMurtre Storage | Planned | BT McMurtre Storage, LLC | tap 138kV 1819 Commerce South - 1815 Cumby Tap | Hunt | NORTH | 2027-06-01 | OTH | BA | 176.13 |  | No
26INR0699 | Meadow Park BESS | Planned | Meadow Park ESS Assets, LLC | Station Name: Meadow Park ¦ Oncor 5-digit code: MDWPK ¦ Oncor XFMR Number: 2 ¦ ERCOT Bus Name: MEADPRK1_8 ¦ ERCOT Bus#: 2039 ¦ ERCOT Load Name: LDLXFMR2 ¦ Substation Transmission kV: 138 kV ¦ ERCOT Node#: CN1 | Tarrant | NORTH | 2026-02-10 | OTH | BA | 9.95 | 2023-11-08 | Yes | 2026-01-21
24INR0499 | Medina Lake BESS | Planned | Regis Medina Lake LLC | Station Name (TDSP Station Code) MEDILA; Load/Load Transformer Name T2; PTI BUS number 7432; Voltage in kV (Transmission Level) 138kV | Bandera | SOUTH | 2026-02-21 | OTH | BA | 9.8 | 2023-01-18 | Yes | 2025-02-04 | 2025-04-01
24INR0572 | Megacharge BESS | Planned | SMT Harlingen III LLC | 8320 WEST HARLINGEN 69kV | Cameron | COASTAL | 2027-07-01 | OTH | BA | 110 |  | No
26INR0341 | Megamouth Energy Storage | Planned | GCI Megamouth, LLC | 42750 Mykawa 138 kV | Harris | HOUSTON | 2028-12-31 | OTH | BA | 101.3 | 2025-11-18 | No
22INR0365 | Mensa BESS | Planned | BRP Mensa BESS LLC | 60718 Pecos Valley 138kV | Pecos | WEST | 2027-12-01 | OTH | BA | 307.43 |  | No
25INR0374 | Meridian BESS | Planned | Navitas Energy- Meredian BESS | 319 Meridian 69 KV | Bosque | NORTH | 2027-10-01 | OTH | BA | 31.23 |  | No
24INR0157 | Merope BESS | Planned | BRP Merope BESS LLC | 345 kV Corn Trail Switch Substation (#11441) | Comanche | NORTH | 2028-03-01 | OTH | BA | 402.44 |  | No
25INR0417 | Mesa View Storage | Planned | Mesa View Storage, LLC | Tap 345 kV KINGMTSW (#842) to NORTMC (#76000) | Upton | WEST | 2027-06-15 | OTH | BA | 251.3 |  | No
25INR0697 | MESQUITE BESS | Planned | Grenergy USA | Substation: Mesquite, XFMR 1 Substation transmission kV: 138 ERCOT Station Long Name: MESQUITE ERCOT Station site code: MESQUITE ERCOT Bus#: 8554 ERCOT Load Name: Load1 | Cameron | COASTAL | 2026-02-16 | OTH | BA | 9.9 | 2024-02-26 | Yes | 2025-11-25 | 2025-12-17
25INR0766 | Mesquite BESS2 | Planned | Mesquite Clean Energy Center, LLC | New DESR on the coordinates above tie at 12.47kV to: TSP Station Name: Mesquite TSP Station Code: MESQUITE Load Name: LOAD2 Bus #: PTI Bus Number: 8554 Voltage (Transmission level kV): 138kV Node (load/load XFMR in NMMS), Tranformer: #2 | Cameron | COASTAL | 2026-01-31 | OTH | BA | 9.99 | 2024-05-23 | Yes | 2025-11-14 | 2025-12-18
27INR0478 | Metro BESS | Planned | Metro BESS LLC | #9074 LYTTON5 345kv | Caldwell | SOUTH | 2030-12-07 | OTH | BA | 207.17 |  | No
24INR0442 | Midnight Sun Energy Storage | Planned | Midnight Sun Energy Storage, LLC | 6601 Rio Pecos 138kV | Crockett | WEST | 2028-06-29 | OTH | BA | 510 | 2025-07-14 | Yes
27INR0190 | Millsing BESS | Planned | Millsing BESS | 44645 CNP Singleton 345kV | Grimes | NORTH | 2028-10-15 | OTH | BA | 501.6 |  | No
23INR0552 | Milton BESS | Planned | Regis Milton LLC | Station Name (TSP Station Code): MILTON; Load/Load Transformer Name: LD_1; PTI Bus Number: 78583; Voltage in kV (Transmission Level): 138 kV | Karnes | SOUTH | 2026-01-16 | OTH | BA | 9.9 | 2023-09-07 | Yes | 2025-04-01 | 2025-04-11
26INR0499 | Mineral Springs BESS | Planned | Burnet County LLC | 7065 DOBVI 138kV | Burnet | SOUTH | 2026-10-31 | OTH | BA | 104 |  | No
26INR0324 | Misty Hollow BESS | Planned | Clear Fork BESS, LLC | 345 kV Singleton (#44645) | Grimes | NORTH | 2028-07-15 | OTH | BA | 245.8 | 2025-12-04 | No
28INR0175 | Mobee Springs BESS | Planned | Mobee Springs, LLC | #8805 BONIVIEW2A 69kV | Refugio | COASTAL | 2028-03-31 | OTH | BA | 100.61 |  | No
26INR0506 | Momentum Bock | Planned | Momentum Bock, LLC | 1771 LAMAR BLOSSOM 138kV | Lamar | NORTH | 2028-04-20 | OTH | BA | 125.38 |  | No
26INR0273 | Momentum Hazy Jane BESS | Planned | MOMENTUM HAZY JANE, LLC | Tap 138kV 1102 Judkins - 1110 Edward | Ector | WEST | 2028-02-26 | OTH | BA | 125.5 |  | No
26INR0272 | Momentum Stout BESS | Planned | Momentum STOUT, LLC | 70111 Flat Rock 138kV | Burnet | SOUTH | 2027-10-01 | OTH | BA | 125.5 |  | No
28INR0299 | Moon Stone BESS | Planned | Moon Stone Battery Facility LLC | Tap 138kV Eagle Creek (5132) to Floresville (5155) | Wilson | SOUTH | 2029-03-31 | OTH | BA | 200.8 |  | No
25INR0186 | Moonlight Sonata BESS | Planned | Samsung Solar Energy 2, LLC | Altair (78118) – Nada (78103) 138KV | Colorado | SOUTH | 2028-07-01 | OTH | BA | 201.08 |  | No
27INR0137 | Moonlit Bayou Storage | Planned | Moonlit Bayou Energy Center, LLC | Tap 138kV 7252 Schulenburg - 7254 Weimar | Fayette | SOUTH | 2028-07-31 | OTH | BA | 209.23 |  | No
26INR0194 | Motif BESS II | Planned | Motif Storage, LLC | 7440 Tarpley 138kV | Bandera | SOUTH | 2029-02-19 | OTH | BA | 201.13 |  | No
26INR0219 | Mountain Springs BESS | Planned | Mountain Springs BESS | 704 Mountain Springs 138 kV | Cooke | NORTH | 2027-04-01 | OTH | BA | 150.52 |  | No
27INR0571 | Nabla Energy Storage I | Planned | Nabla Park LLC | tapping on 345 kV Line Parker 5 1436 to Benbrk 5 1873 | Parker | NORTH | 2029-09-17 | OTH | BA | 750 |  | No
28INR0466 | Nabla Energy Storage II | Planned | Nabla Park LLC | tapping on the 345 kV Line Parker 5 1436 to Benbrk A T5 1869 | Parker | NORTH | 2028-12-31 | OTH | BA | 750 |  | No
26INR0385 | Nanulak BESS | Planned | Nanulak BESS, L.L.C. | 38113 TNCOYOTSPG1 138kV | Reeves | WEST | 2027-03-15 | OTH | BA | 181.54 |  | No
26INR0306 | Nautilus Heavy Storage | Planned | Nautilus Heavy Storage, LLC | 8422 Dupont 138kV | San Patricio | COASTAL | 2028-06-10 | OTH | BA | 256.24 |  | No
25INR0375 | NavBoot BESS | Planned | Navboot BESS LLC | 8858 MCKENZIE4A 138kV | Nueces | COASTAL | 2027-11-11 | OTH | BA | 303.7 | 2025-10-20 | No
26INR0252 | Neutron Storage | Planned | Elawan Neutron Storage, LLC | Tap 345kV 13405 Trading House - 68090 Sam Switch | McLennan | NORTH | 2028-04-29 | OTH | BA | 104.5 | 2025-12-05 | No
27INR0255 | New Minglewood Energy Center | Planned | Nova Clean Energy LLC | #11098 Sand Lake Switch Station (SANDLAKE_5) 345kV | Ward | WEST | 2027-09-30 | OTH | BA | 208.3 |  | No
26INR0682 | North Edinburg BESS 1 | Planned | Edinburg ESS Assets LLC | TSP Station Name: North Edinburg TSP Station Code: NEDIN Load Name / Load Transformer Name: LOAD3 Bus #: PTI Bus Number: 8380 Voltage (Transmission level kV): 138 kV Node (associated w/ load/load XFMR in NMMS): LD03 | Hidalgo | SOUTH | 2026-03-20 | OTH | BA | 9.99 | 2025-06-10 | Yes
27INR0291 | Nouveau BESS | Planned | RamZ BESS, LLC | 1444 Brown Switch - 3348 Russell Gap 345 kV Line | Brown | NORTH | 2027-12-15 | OTH | BA | 256.1 |  | No
27INR0091 | Oak Tree Energy Storage | Planned | Live Oak Energy Storage, LLC | Tap Shaula (#5380) – South Texas (#5915) | Lavaca | SOUTH | 2029-08-01 | OTH | BA | 310.2 |  | No
28INR0454 | Oakley BESS | Planned | Oakley BESS LLC | Tap 138 kV 612 BLUHORSE– 684 SPRING | Denton | NORTH | 2028-09-08 | OTH | BA | 200.96 |  | No
25INR0657 | O'Bannion Energy Storage | Planned | O'Bannion Energy Storage, LLC | 1506 Long Hollow Switch 345 kV | Jack | NORTH | 2028-04-21 | OTH | BA | 306.4 | 2025-12-05 | Yes
27INR0494 | Obbligato BESS | Planned | Obbligato BESS, LLC | Tap 138kV 120# TALBRTRIDG – 3683# MINERVA1_8 | Milam | SOUTH | 2029-02-28 | OTH | BA | 200.71 |  | No
26INR0114 | Ochoa Energy Storage | Planned | Ochoa Energy Storage LLC | Tap 138kV Katy (44420) - Franz (44260) Ckt 09 | Waller | HOUSTON | 2027-06-03 | OTH | BA | 260.16 |  | No
27INR0235 | Ochoa Energy Storage II | Planned | Ochoa Energy Storage II LLC | Tap 138kV 44420 Katy - 44230 Flewellen | Waller | HOUSTON | 2029-01-01 | OTH | BA | 516.56 |  | No
27INR0143 | Ogalalla Storage | Planned | Hecate Energy Ogalalla Solar LLC | 23912 OGALLALA_5 345kV | Castro | PANHANDLE | 2028-04-15 | OTH | BA | 251.6 |  | No
28INR0029 | Old Fiddler Energy Storage | Planned | Old Fiddler Energy Storage LLC | 3233 Foggle Switch 138 kV | Henderson | NORTH | 2029-04-16 | OTH | BA | 224.55 |  | No
27INR0315 | Old Roman Energy Center | Planned | Nova Clean Energy LLC | 23868 STILES 138 KV | Reagan | WEST | 2027-08-31 | OTH | BA | 207.34 |  | No
27INR0253 | Old Victory Energy Center | Planned | Nova Clean Energy LLC | 8692 MAVERICK4A 138kV | Maverick | SOUTH | 2027-05-01 | OTH | BA | 202.5 |  | No
25INR0649 | Olmito BESS | Planned | Aggreko MSR Grid PC7 | Station Name: OLMITO Load Name or Load Transformer name: LD1 Bus#: 8950 Voltage: 138kV | Cameron | COASTAL | 2026-02-26 | OTH | BA | 9.99 | 2024-03-17 | Yes | 2025-07-24 | 2025-07-31
25INR0222 | Olympic BESS | Planned | SMT Olympic BESS LLC | AIRLINE 138 kV Substation (Bus# 8490) | Nueces | COASTAL | 2027-07-01 | OTH | BA | 222.81 |  | No
27INR0082 | Orbit Energy Storage | Planned | GCI Orbit Energy Storage, LLC | Tap 345 kV Calaveras Power Station (BUS #5400) to VON_ROSE (BUS #5475) | Bexar | SOUTH | 2027-06-01 | OTH | BA | 501.94 |  | No
25INR0394 | Orchard Ray BESS | Planned | Pettus BESS | 8590 Tuleta 138kV | Bee | SOUTH | 2027-05-01 | OTH | BA | 51.85 |  | No
27INR0180 | Otter BESS | Planned | GRS BESS TEXAS TEN, LLC | 5378 SHEPHERD RD 138kV | Bexar | SOUTH | 2027-04-15 | OTH | BA | 157.12 |  | No
28INR0397 | Ouroboros Grid BESS 1 | Planned | Ouroboros Grid BESS Unit 1 | POIB: #88337 Chalybe 345 kV (expansion of the #8735 Chalybe 138 kV – to be connected by double circuit line to #79500 Palmito 345 kV) | Cameron | COASTAL | 2028-06-01 | OTH | BA | 200.82 |  | No
28INR0398 | Ouroboros Grid BESS 2 | Planned | Ouroboros Grid BESS Unit 2 | 88337 Chalybe 345 kV | Cameron | COASTAL | 2028-06-01 | OTH | BA | 200.81 |  | No
28INR0403 | Ouroboros Grid BESS 3 | Planned | Ouroboros Grid BESS Unit 3 | 88337 Chalybe 345 kV | Cameron | COASTAL | 2028-06-01 | OTH | BA | 200.72 |  | No
23INR0382 | Outer Loop BESS | Planned | Black Mountain Energy Storage II | 40700 Greens Bayou 345kV | Harris | HOUSTON | 2027-12-06 | OTH | BA | 201.2 |  | No
28INR0288 | Outrider BESS | Planned | Sanders Hollow Energy Center, LLC | Tap 345 kV 59904 Cottonwood (W_CW_345) - 60500 Edith Clarke (EDITHCLA7A) CKT. Approximately distance from the POI to Cottonwood Substation is 11.13 miles and to Edith Clarke Substation 77.6 miles. | Dickens | PANHANDLE | 2028-09-30 | OTH | BA | 302 |  | No
24INR0533 | Padua Grid BESS Unit 2 | Planned | Padua Grid 2, LLC | 5395 Sommers 138kV | Bexar | SOUTH | 2026-03-31 | OTH | BA | 150.94 | 2025-01-10 | Yes | 2026-01-21 | 2026-01-26
28INR0024 | Padua Grid BESS Unit 3 | Planned | Padua Grid 3, LLC | Tap #5395 O.W Sommer 138kV | Bexar | SOUTH | 2026-05-15 | OTH | BA | 201.35 | 2025-03-07 | Yes
22INR0466 | Pajarita BESS | Planned | VESI 29 LLC | 8266 Marconi 138kV | Cameron | COASTAL | 2028-07-19 | OTH | BA | 205.5 | 2025-06-19 | Yes
24INR0387 | PaleAle BESS | Planned | Momentum Energy Storage Partners,LLC | Tap 138 kV Bus 7506 L_CEDAVA8_1Y - Bus 7507 L_FRIEND8_1Y | Hays | SOUTH | 2027-04-15 | OTH | BA | 75.38 |  | No
29INR0174 | Palisade BESS | Planned | Flexen USA LLC | Hoffman (42810) - Lake Jackson (42880) 138 kV line | Brazoria | COASTAL | 2029-10-01 | OTH | BA | 153.5 |  | No
23INR0462 | Palladium Storage | Planned | Palladium Energy Storage LLC | Tap 138 kV 8656 Luna - 8033 Pantera | Hidalgo | SOUTH | 2028-06-30 | OTH | BA | 152 |  | No
24INR0628 | Palmview BESS | Planned | SBESS TX14 LLC | Palmview XFMR 2 CKT 6790 Substation transmission - 138kv ERCOT station code - PALMVIEW PTI Bus # 8387 ERCOT Load Name - LD02 | Hidalgo | SOUTH | 2026-04-20 | OTH | BA | 9.9 | 2024-04-15 | Yes | 2025-11-11 | 2025-12-10
28INR0154 | Pamela Heights I | Planned | Pamela heights I Energy Center LLC | #47150 HOC 138kV | Harris | HOUSTON | 2026-07-20 | OTH | BA | 101.65 | 2025-10-07 | Yes
23INR0200 | Paradiso BESS | Planned | VESI 13 | 8203 Pleasanton 138kV | Atascosa | SOUTH | 2028-03-15 | OTH | BA | 100.92 | 2025-04-18 | Yes
27INR0252 | Parula Energy Center | Planned | Parula Energy Center | 7287 Bellville North 138kV | Austin | SOUTH | 2027-09-30 | OTH | BA | 250.95 |  | No
28INR0484 | Pathfinder Energy Storage, LLC | Planned | Pathfinder Energy Storage, LLC | 8437 | San Patricio | COASTAL | 2028-09-05 | OTH | BA | 201.16 |  | No
25INR0242 | Pato Blanco Storage | Planned | TX BESS 4, LLC | Tap 138 kV 44010 W A Parish - 42980 NASH___S02_8 | Fort Bend | HOUSTON | 2026-03-01 | OTH | BA | 71.34 |  | No
27INR0441 | Pavo Creek Storage | Planned | Pavo Creek Storage, LLC | Tap #3659 Thorndale North - #3701 Rookie Switch 138 kV | Milam | SOUTH | 2028-09-21 | OTH | BA | 154.2 |  | No
27INR0092 | Pecan BESS | Planned | Gransolar Texas Three LLC | (PSSE BUS# 47) HILTOPLKS8 138kV | Leon | NORTH | 2028-12-31 | OTH | BA | 157.12 |  | No
27INR0593 | Pecan Ridge | Planned | Luminous Energy Renewables LLC | 60386 HEARTLAN2A 69kV | McCulloch | SOUTH | 2027-06-30 | OTH | BA | 150.79 |  | No
23INR0194 | Pequin Energy Storage | Planned | Pequin Energy Storage, LLC | 39500 TN West Columbia 138kV | Brazoria | COASTAL | 2027-09-13 | OTH | BA | 103.4 |  | No
26INR0280 | Pethrus BESS | Planned | Pethrus BESS, LLC | Tap Wichita Falls Switch (#1464) – North Star (#1467) 138 kV Line | Wichita | WEST | 2028-07-25 | OTH | BA | 174.08 |  | No
23INR0468 | Petunia Storage Project | Planned | Petunia Storage Project LLC | 138kV Tap 3675 Rogers - 3485 Tin Roof Pod | Milam | SOUTH | 2027-01-22 | OTH | BA | 231.86 |  | No
27INR0245 | Pez Rojo BESS | Planned | Pez Rojo BESS, LLC | Tap 138 kV #40260 Chamon - #40912 King | Harris | HOUSTON | 2029-02-01 | OTH | BA | 217.23 |  | No
28INR0094 | Pham BESS | Planned | ASB1, LLC | Tap 138kV 3281 TENNCLNY_8 - 3499 BLACKFTAP_8 | Anderson | NORTH | 2028-04-17 | OTH | BA | 132.98 |  | No
26INR0329 | Pianissimo BESS II | Planned | Pianissimo Storage, LLC | Tap 138kV 685 LEO - 587 GREENWOOD | Wise | NORTH | 2027-12-31 | OTH | BA | 202 |  | No
24INR0275 | Picadillo BESS | Planned | Black Mountain Energy Storage II | 23837 Buffalo 138kV | Martin | WEST | 2028-05-15 | OTH | BA | 100.83 | 2024-01-23 | No
26INR0317 | Pinnacle Point Energy Storage | Planned | GCI Pinnacle Point, LLC | Tap Highlands (Bus # 40812) - HANEY ( BUS # 40790) 138 kV | Harris | HOUSTON | 2027-06-01 | OTH | BA | 101.3 |  | No
24INR0302 | Pintail Pass BESS | Planned | Pintail Pass BESS, LLC | 8249 ANGSTROM 345KV | San Patricio | COASTAL | 2026-03-31 | OTH | BA | 207.25 | 2023-05-16 | Yes
27INR0418 | Pioneer Path Energy Storage 1 | Planned | Tempus Power management LLC | Tap 345kV 39950 TNP ONE PLANT - 3400 TWIN OAK Ckt 2 | Robertson | NORTH | 2027-12-01 | OTH | BA | 102.14 |  | No
27INR0423 | Pioneer Path Energy Storage 2 | Planned | Tempus Power management LLC | Tap 345kV 39950 TNP ONE PLANT - 3400 TWIN OAK Ckt 2 | Robertson | NORTH | 2027-12-01 | OTH | BA | 102.14 |  | No
27INR0424 | Pioneer Path Energy Storage 3 | Planned | Tempus Power management LLC | Tap 345kV 39950 TNP ONE PLANT - 3400 TWIN OAK Ckt 2 | Robertson | NORTH | 2027-12-01 | OTH | BA | 102.14 |  | No
27INR0425 | Pioneer Path Energy Storage 4 | Planned | Tempus Power management LLC | Tap 345kV 39950 TNP ONE PLANT - 3400 TWIN OAK Ckt 2 | Robertson | NORTH | 2027-12-01 | OTH | BA | 102.14 |  | No
27INR0343 | Plant Road BESS | Planned | Horizon Energy Storage Greenfield Project Holdings LLC | 1027 ODEHV 138kV | Ector | WEST | 2028-03-01 | OTH | BA | 206 |  | No
22INR0554 | Platinum Storage | Planned | Platinum Energy Storage LLC | 1729 Valley South 345kV | Fannin | NORTH | 2026-02-26 | OTH | BA | 309.53 | 2022-11-17 | Yes | 2025-05-21 | 2025-06-03
25INR0405 | Pledgor BESS | Planned | Pledgor BESS | Tap Gulftie (43340) – Pledger (43120) circuit 60 | Matagorda | COASTAL | 2028-04-06 | OTH | BA | 100.33 |  | No
26INR0355 | Pleiades Storage | Planned | Pleiades Storage, LLC | Tap 138kV Einstein 23852 - 10043 St. Lawrence | Glasscock | WEST | 2028-09-22 | OTH | BA | 205.5 |  | No
27INR0524 | Portland Storage SLF | Planned | Convergent Energy Solutions LLC | 8566 HOT IRON 4A 138 kV 8569 HOT IRON 4B 138 kV (2) POIs will be used for this project because there are (2) 138 kV lines supplying the ArcelorMittal plant. Project physical connection will be 13.8 kV bus at ArcelorMittal. | San Patricio | COASTAL | 2028-01-03 | OTH | BA | 0 |  | No
26INR0429 | Post Trail Energy | Planned | Post Trail Energy, LLC | Tap 138kV Conoco 8138 - Black Cat 80124 | Matagorda | COASTAL | 2028-10-16 | OTH | BA | 103.5 |  | No
26INR0422 | PowerVault BESS | Planned | SMT Elm Mott BESS | Tap 345kV 3406 Elm Mott - 3405 Tradinghouse Ses | McLennan | NORTH | 2027-07-01 | OTH | BA | 254.8 |  | No
27INR0323 | Prairie Blossom Storage | Planned | Prairie Blossom Storage, LLC | 1322 Big Spring 138kV | Howard | WEST | 2028-09-21 | OTH | BA | 122.5 |  | No
27INR0426 | Prairie Horizon Energy Storage 1 | Planned | Tempus Power management LLC | Tap 345kV 39950 TNP ONE PLANT - 3400 TWIN OAK Ckt 2 | Robertson | NORTH | 2027-12-01 | OTH | BA | 102.14 |  | No
27INR0427 | Prairie Horizon Energy Storage 2 | Planned | Tempus Power management LLC | Tap 345kV 39950 TNP ONE PLANT - 3400 TWIN OAK Ckt 2 | Robertson | NORTH | 2027-12-01 | OTH | BA | 102.14 |  | No
27INR0428 | Prairie Horizon Energy Storage 3 | Planned | Tempus Power management LLC | Tap 345kV 39950 TNP ONE PLANT - 3400 TWIN OAK Ckt 2 | Robertson | NORTH | 2027-12-01 | OTH | BA | 102.14 |  | No
27INR0429 | Prairie Horizon Energy Storage 4 | Planned | Tempus Power management LLC | Tap 345kV 39950 TNP ONE PLANT - 3400 TWIN OAK Ckt 2 | Robertson | NORTH | 2027-12-01 | OTH | BA | 102.14 |  | No
26INR0485 | Prospector Energy Storage | Planned | Prospector Storage LLC | Natural Dam 138kV Substation (23836) | Howard | WEST | 2026-09-30 | OTH | BA | 204.6 |  | No
26INR0410 | Prost ESS | Planned | Prost ESS LLC | Tap 138kV L_PISEK_8_1Y (#7296) - L_WELCOM8_1Y(#7577) | Austin | SOUTH | 2028-09-08 | OTH | BA | 202.7 |  | No
24INR0447 | PSE Chihuahua TX Storage | Planned | PureSky Development Inc | Tap 138kV 8392 Bates – 8394 Liston | Hidalgo | SOUTH | 2027-04-30 | OTH | BA | 200 |  | No
24INR0445 | PSE Flores TX Storage | Planned | PureSky Development Inc | TAP 138KV 8793 RIO GRANDE CITY - 8798 LAGRULLA | Starr | SOUTH | 2027-04-30 | OTH | BA | 200 |  | No
24INR0446 | PSE Gongora Hill TX Storage | Planned | PureSky Development Inc | Tap 138kV 8796 Roma – 7870 Escobares | Starr | SOUTH | 2027-04-30 | OTH | BA | 200 |  | No
24INR0448 | PSE Minnesota TX Storage | Planned | PureSky Development Inc | Tap 138kV 8372 North Pharr – 8906 North Alamo | Hidalgo | SOUTH | 2027-04-30 | OTH | BA | 94 |  | No
24INR0449 | PSE Richardson TX Storage | Planned | PureSky Development Inc. | TAP 138KV 8374 SOUTH EAST EDINBURG - 8029 CLOSNER | Hidalgo | SOUTH | 2027-04-30 | OTH | BA | 100 |  | No
25INR0391 | Purple Sage BESS 1 | Planned | Purple Sage, LLC | Anna 345 kV Bus# 2373. | Collin | NORTH | 2027-05-30 | OTH | BA | 156 | 2024-10-11 | Yes
25INR0392 | Purple Sage BESS 2 | Planned | Purple Sage, LLC | Anna 345 kV Bus# 2373 | Collin | NORTH | 2027-05-30 | OTH | BA | 156 | 2024-10-11 | Yes
22INR0423 | Quela BESS | Planned | BRP Quela BESS LLC | Tap 138kV 5110 J.T. Deely - 5294 Martinez | Bexar | SOUTH | 2027-12-01 | OTH | BA | 301.41 |  | No
28INR0119 | Rabbit Hollow Energy Storage | Planned | Rabbit Hollow Energy Storage, LLC | 1190 Barber Lake Switch 138kV | Mitchell | WEST | 2028-09-30 | OTH | BA | 341.8 |  | No
21INR0505 | Ramsey Storage | Planned | Hecate Energy Ramsey Storage LLC | 44200 Hillje 345kV | Wharton | SOUTH | 2027-12-31 | OTH | BA | 201.1 | 2022-08-11 | Yes
25INR0489 | Ranchero BESS | Planned | Ranchero Battery Facility, LLC | 7053 Noelke 345 kV | Crockett | WEST | 2027-04-30 | OTH | BA | 150 |  | No
29INR0152 | Ranger BESS | Planned | Nova Clean Energy LLC | SSWG Bus name: CSTROVILESB8 , Bus# : 5804 Planning Bus long name: CSTROVILESB8, 138 kV | Medina | SOUTH | 2028-04-29 | OTH | BA | 155.2 |  | No
24INR0210 | Raven Storage | Planned | Raven Storage, LLC | Tap 138kV 44740 Wallis - 44190 East Bernard CKT#65 | Wharton | SOUTH | 2026-07-31 | OTH | BA | 101.4 | 2024-06-04 | Yes
24INR0281 | Red Egret BESS | Planned | Red Egret LLC | 38820 FREEWAY PARK 138KV | Galveston | HOUSTON | 2026-08-31 | OTH | BA | 310.58 | 2023-06-07 | Yes
27INR0400 | Reforzar BESS 1 | Planned | Tempus Power management LLC | 345 kV 80078 Reforzar | Brooks | SOUTH | 2028-04-13 | OTH | BA | 207.6 |  | No
27INR0401 | Reforzar Bess 2 | Planned | Tempus Power management LLC | 345 kV 80078 Reforzar | Brooks | SOUTH | 2028-04-13 | OTH | BA | 207.6 |  | No
27INR0399 | Resaca Oasis Storage | Planned | Resaca Oasis Storage, LLC | # 79601 Stillman Substation 138 kV | Cameron | COASTAL | 2027-09-20 | OTH | BA | 200.7 | 2025-05-22 | Yes
27INR0254 | REVOLUTION BESS | Planned | Nova Clean Energy LLC | 8619 Encinal Substation 138KV | La Salle | SOUTH | 2027-05-01 | OTH | BA | 208.8 |  | No
26INR0503 | Rex Storage | Planned | Rex BESS, LLC | Tap 138 kV 48096 El Dorado - 43610 Scarsdale CKT 92 | Harris | HOUSTON | 2027-09-15 | OTH | BA | 256.4 |  | No
24INR0397 | Rhapsody Storage | Planned | Destiny Storage, LLC | Tap 138kV 40390 Crosby - 40680 Placid Ckt 86 | Harris | HOUSTON | 2026-05-20 | OTH | BA | 205.57 | 2023-09-20 | Yes
23INR0478 | Rhoda Storage | Planned | Milam Energy, LLC | Tap 138kV 32 Robertson - 64 Milano | Milam | SOUTH | 2028-04-07 | OTH | BA | 141.23 |  | No
28INR0348 | Ringtail Energy Storage | Planned | PowerPulse LLC | Bus # 1446, Lake Wichita, 138 kV | Archer | WEST | 2028-12-15 | OTH | BA | 203.8 |  | No
23INR0163 | Ringtail Ridge Storage | Planned | KCE TX 26, LLC | 7150 Kendall 138kV | Kendall | SOUTH | 2028-05-23 | OTH | BA | 100.57 |  | No
26INR0461 | Rio Hondo BESS | Planned | SBESS TX25 LLC | Tap 138kV #80309 Las Pulgas - #8319 Rio Hondo | Cameron | COASTAL | 2028-06-30 | OTH | BA | 200.78 |  | No
28INR0221 | Rio Star Energy Storage | Planned | Rio Star Energy Storage, LLC | Tap 1464 Wichita Falls South Switch – 1474 Scotland 138 kV | Wichita | WEST | 2029-04-20 | OTH | BA | 143.6 |  | No
24INR0392 | Riverwalk BESS | Planned | RWE Solar Developement, LLC | 5294 Martinez Substation 138kV | Bexar | SOUTH | 2027-10-01 | OTH | BA | 120 |  | No
27INR0117 | Roble BESS | Planned | Flexen USA LLC | 7180 L_ZORN__8_1Y 138kV | Guadalupe | SOUTH | 2028-12-01 | OTH | BA | 154.3 |  | No
26INR0201 | Rock Rose BESS | Planned | Rock Rose Energy Storage LLC | 44070 Whaley 345 kV | Fort Bend | HOUSTON | 2027-03-19 | OTH | BA | 211.5 | 2024-06-15 | Yes
22INR0239 | Rockefeller Storage | Planned | Mittel Rockefeller Storage LLC | 76003 Big Hill 345kV | Schleicher | WEST | 2027-06-01 | OTH | BA | 206.8 | 2024-09-23 | Yes
29INR0109 | Rockpile Storage | Planned | Rockpile Storage, LLC | Direct to substation at 69kV Derby BUS ID #5842 | Frio | SOUTH | 2029-06-12 | OTH | BA | 104 |  | No
27INR0303 | Rocky Point BESS | Planned | Nicole BESS | 6351 Nicole Substation 138kV | Coke | WEST | 2027-11-01 | OTH | BA | 150.96 |  | No
25INR0414 | Rogers Creek BESS | Planned | Dialville BESS | Tap 138 KV DailVille (3160) - Neches Pump (3296) | Cherokee | NORTH | 2028-04-19 | OTH | BA | 100.33 |  | No
24INR0514 | Rogers Draw BESS | Planned | ROGERS DRAW ENERGY STORAGE, LLC | 7751 Headwaters substation 138kV | Gillespie | SOUTH | 2026-06-30 | OTH | BA | 148.61 | 2024-02-28 | Yes
26INR0501 | Rolling Plains BESS | Planned | Haskell County BESS LLC | 6104 SMOKY HILL 345kV | Haskell | WEST | 2028-06-30 | OTH | BA | 120 |  | No
24INR0519 | Roost Energy Storage | Planned | Bluff Creek Energy Storage LLC | KNDRSACRC Bus #11130 to Knapp Substation Bus #1310 | Scurry | WEST | 2027-09-13 | OTH | BA | 102.36 |  | No
25INR0133 | Rose Quartz BESS | Planned | Rose Quartz BESS, LLC | Tap 138kV 8283 Asherton - 8613 Bigwells | Dimmit | SOUTH | 2026-12-01 | OTH | BA | 101.41 |  | No
26INR0497 | Rosharon BESS | Planned | Rosharon BESS LLC | 138 kV 42570 Archer (ACH) | Brazoria | COASTAL | 2028-06-30 | OTH | BA | 120 |  | No
24INR0282 | Royal River BESS | Planned | Royal River LLC | Tap 138kV 42110 Angleton - 43381 West Columbia | Brazoria | COASTAL | 2027-01-11 | OTH | BA | 310.7 |  | No
27INR0096 | Rubicon Power BESS | Planned | Rubicon Power LLC | 39703 TNMP FM524 138kV | Brazoria | COASTAL | 2026-12-31 | OTH | BA | 301.38 |  | No
28INR0391 | Ruedrich BESS | Planned | Ruedrich BESS | LINE TAP OF CIBOLO (7608) AND McQUEENEY (7606) | Guadalupe | SOUTH | 2028-11-09 | OTH | BA | 200.58 |  | No
26INR0331 | RUSH ESS | Planned | OCI Solar Power LLC | Tap 345 kV 5231 HOWARD_5 – 5400 SPRUCE | Bexar | SOUTH | 2027-07-01 | OTH | BA | 201.27 |  | No
24INR0485 | Rutile BESS | Planned | Rutile BESS, LLC | Tap 138kV 6340 BALLINGER - 60399 WEISS | Runnels | WEST | 2028-03-31 | OTH | BA | 100.65 | 2025-07-17 | Yes
20INR0246 | Ryan Energy Storage | Planned | Ryan Storage LLC | 37580 TNPancake 69kV | Coryell | NORTH | 2026-12-12 | OTH | BA | 51.6 | 2021-02-18 | Yes
28INR0186 | Saddlehorn Energy Storage | Planned | Saddlehorn, LLC | Tap 138kV 7287 Bellville North - 7291 Highway 36 | Austin | SOUTH | 2028-11-01 | OTH | BA | 256.8 |  | No
25INR0142 | Sagewood BESS | Planned | Sagewood BESS, LLC | tap McDonald Road Switch (1333) – Pastores Switch (10121) ckt 1 | Glasscock | WEST | 2028-03-31 | OTH | BA | 100.57 |  | No
23INR0419 | SAHARA BESS (SOHO BESS) | Planned | ESTX-PLD-HOUSTON2 | 43035 Oasis 345kV | Brazoria | COASTAL | 2026-06-01 | OTH | BA | 204.4 | 2022-12-01 | Yes | 2026-01-13
25INR0162 | SAHARA II BESS (SOHO II BESS) | Planned | ESTX-PLD-HOUSTON2 | 43035 Oasis 345kV | Brazoria | COASTAL | 2026-06-01 | OTH | BA | 204.3 | 2023-04-15 | Yes | 2026-01-13
26INR0363 | Saint Charles Energy Storage | Planned | RSN STORAGE 001, LLC | TAP 138kV 3345 FLATBRA_8 - 3351 JIM_ENG_8 | Houston | NORTH | 2029-04-16 | OTH | BA | 202.7 |  | No
28INR0116 | Salazar BESS | Planned | Salazar Energy Storage LLC | 2068 Rosen Heights 138kV | Tarrant | NORTH | 2028-07-11 | OTH | BA | 127.82 |  | No
26INR0356 | Saluga Ranch Storage | Planned | Saluga Ranch Energy, LLC | Asherton 8283 - Big wells 8613 -138 kV | Dimmit | SOUTH | 2027-08-25 | OTH | BA | 125.4 |  | No
29INR0227 | San Patricio Energy Center BESS | Planned | Ferrovial Energy US 1 | 8606 Goddard 345kV | San Patricio | COASTAL | 2029-03-31 | OTH | BA | 300.84 |  | No
23INR0496 | San Perlita BESS 1 | Planned | RWE Renewables | 8601 Cebolla 345kV | Willacy | COASTAL | 2025-12-15 | OTH | BA | 150 |  | No
23INR0497 | San Perlita BESS 2 | Planned | RWE Renewables | 8601 Cebolla 345kV | Willacy | COASTAL | 2025-12-15 | OTH | BA | 150 |  | No
24INR0081 | SANJAC BESS | Planned | Castleman Power | 40270 Riverside 138kV | Harris | HOUSTON | 2027-04-04 | OTH | BA | 202.37 |  | No
24INR0642 | SE Edinburg BESS | Planned | SBESS TX16 LLC | Southeast Edinburg, XFMR 2, #6580 CKT, SOUTHEAST EDINBURG, SE_EDINB, Ercot Bus # 8374, Ercot Load name - 138_12_2 | Hidalgo | SOUTH | 2026-04-20 | OTH | BA | 9.9 | 2024-04-26 | Yes | 2025-11-13 | 2025-12-09
25INR0378 | Second Division Storage | Planned | Mound Creek Storage, LLC | Tap 138 kV SANBER_POI_8 (Bus# 43110) to WEST COLUMBIA (Bus# 43380) Ckt 60 Line | Brazoria | COASTAL | 2025-12-31 | OTH | BA | 0 |  | No
23INR0140 | Seine BESS | Planned | BRP Seine BESS LLC | 60500 Edith Clarke 345kV | Foard | WEST | 2027-12-01 | OTH | BA | 301.19 | 2024-12-01 | Yes
26INR0248 | Sengun BESS | Planned | BRP Blue Topaz 12, LLC | WEST_OSO4A (8484) 138 KV | Nueces | COASTAL | 2028-03-17 | OTH | BA | 200.89 |  | No
23INR0143 | Sepik BESS | Planned | BRP Sepik BESS LLC | tap 138kV 11342 Loraine South – 10050 Ranger Camp | Mitchell | WEST | 2028-03-01 | OTH | BA | 204.96 |  | No
25INR0140 | Seragio BESS | Planned | Seragio BESS, LLC | 11140 ECTRCNTYN_8 138kV | Ector | WEST | 2027-06-28 | OTH | BA | 201.13 |  | No
24INR0617 | Serrano Storage | Planned | Maverick ESS, LLC | 8267 GANSO Substation 138kV | Maverick | SOUTH | 2026-12-01 | OTH | BA | 185.59 |  | No
28INR0472 | Seven Angels Energy Storage I | Planned | Seven Angels Infrastructure LLC | 68090 Sam Switch Bus 345kV | Hill | NORTH | 2028-12-31 | OTH | BA | 514 |  | No
28INR0473 | Seven Angels Energy Storage II | Planned | Seven Angels Infrastructure LLC | 68090 Sam Switch Bus 345kV | Hill | NORTH | 2028-12-31 | OTH | BA | 514 |  | No
23INR0351 | Seven Flags BESS | Planned | Seven Flags BESS LLC | 8295 Wormser Substation 138kV | Webb | SOUTH | 2026-01-26 | OTH | BA | 102.7 | 2023-05-19 | Yes | 2025-09-22 | 2025-09-30
26INR0500 | Shackleford BESS | Planned | Shackelford County BESS LLC | 1442 CFRSW 345kV | Shackelford | WEST | 2028-09-23 | OTH | BA | 206.5 |  | No
27INR0202 | Shallow Valley Storage | Planned | Shallow Valley Storage, LLC | Tap 138kV 1239 Coyanosa - 11238 Blair Lake Sub | Ward | WEST | 2028-06-01 | OTH | BA | 103.39 |  | No
25INR0262 | Shepard Energy Storage | Planned | Shepard Energy Storage LLC | # 38900 Hidden Lakes - # 42015 PHR 138 KV | Galveston | HOUSTON | 2027-07-01 | OTH | BA | 256.79 | 2024-01-17 | Yes
26INR0296 | Sherbino II BESS SLF | Planned | Phoenix Battery Storage, LLC | 38430 TNMP White baker Switching Station 138kV | Pecos | WEST | 2027-02-09 | OTH | BA | 77.37 | 2024-08-01 | Yes
23INR0466 | Shoshana Storage | Planned | Shoshana Storage Project LLC | Tap STP – Refuge ckt 27 | Matagorda | COASTAL | 2028-05-30 | OTH | BA | 221 |  | No
24INR0417 | Sierra Diablo Energy Storage | Planned | SIERRA DIABLO ENERGY STORAGE LLC | Tap 138kv 1698 Sulphur Springs Switch – 3174 Canton Switch | Van Zandt | NORTH | 2026-04-20 | OTH | BA | 203.81 |  | No
23INR0126 | Sigma Storage | Planned | AES Distributed Energy, Inc | 40460 Deepwater 138kV | Harris | HOUSTON | 2029-10-01 | OTH | BA | 408.4 |  | No
26INR0544 | Signal Hill BESS I | Planned | Signal Hill Generating LLC | 1498 WFCOGEN_8 138 - Wichita Falls Cogen 138 kV Substation | Wichita | WEST | 2027-08-18 | OTH | BA | 122.78 |  | No
29INR0119 | Simsboro Storage | Planned | Simsboro Storage LLC | Tap Outlaw (3386) – Limestone (46020) | Freestone | NORTH | 2029-03-31 | OTH | BA | 301.6 |  | No
26INR0189 | Skipjack Energy Storage | Planned | Skipper Energy Storage LLC | Tap 138 42980 Nash - 44010 W A Parish ckt #2 | Brazoria | COASTAL | 2028-02-28 | OTH | BA | 150.6 | 2024-08-13 | Yes
29INR0250 | Slash Pine Storage | Planned | EG Slash Pine LLC | Duck cove Substation (2465) | Kaufman | NORTH | 2029-12-18 | OTH | BA | 206.38 |  | No
26INR0327 | Sleepy Hollow BESS | Planned | Sleepy Hollow BESS, LLC | Tap 138 kV 792 Murray - 6169 Paint Creek | Throckmorton | WEST | 2028-02-22 | OTH | BA | 123.1 |  | No
23INR0464 | Sloan Storage | Planned | Sloan Energy Storage LLC | 3179 Pauline 138kV | Henderson | NORTH | 2026-03-27 | OTH | BA | 200.9 |  | No
27INR0120 | Solar Star Bay City Storage | Planned | Solar Star Bay City Storage | Tap 138kV Conoco (#8138) – Black Cat (#80124) | Matagorda | COASTAL | 2029-02-27 | OTH | BA | 206.27 |  | No
26INR0181 | Solar Star Frontier BESS | Planned | Solar Star Frontier BESS, LLC | 8656 Luna 138kV | Cameron | COASTAL | 2029-02-27 | OTH | BA | 101.02 |  | No
24INR0174 | Solar Star North Herty Storage | Planned | Solar Star North Herty Storage, LLC | 3307 Redland Switch 138 kV | Angelina | NORTH | 2027-08-25 | OTH | BA | 125.9 |  | No
27INR0040 | Solar Star Rhome Storage | Planned | Solar Star Rhome Storage | 576 RHOME 138kV | Wise | NORTH | 2027-03-31 | OTH | BA | 220.7 |  | No
24INR0378 | Solara BESS 1 | Planned | CED Development Inc. | 60387 Hendrick 138kV | Jones | WEST | 2027-11-30 | OTH | BA | 150 |  | No
24INR0379 | Solara BESS 2 | Planned | CED Development Inc. | 60387 Hendrick 138kV | Jones | WEST | 2027-11-30 | OTH | BA | 150 |  | No
28INR0148 | Sonora High Noon BESS | Planned | Sonora High Noon, LLC | 60412 CARVER 138kV | Sutton | WEST | 2028-07-01 | OTH | BA | 204.08 |  | No
26INR0474 | Sorghum BESS | Planned | Blue Creek BESS, LLC | #44060 Blue Substation 345kV | Wharton | SOUTH | 2027-12-01 | OTH | BA | 208.9 | 2025-01-08 | No
25INR0131 | SOSA Storage | Planned | Sosa Energy Center, LLC | Tap 138kV 25 North Zulch - 47 Hilltop Lakes | Madison | NORTH | 2027-07-01 | OTH | BA | 155.3 | 2023-12-05 | Yes
28INR0150 | South Tripoint BESS | Planned | South Triangle Energy, LLC | 7286 L_FAYETT8_1Y 138kV | Fayette | SOUTH | 2030-05-30 | OTH | BA | 204.5 |  | No
26INR0340 | SOUTHERN SELECT ENERGY STORAGE | Planned | SOUTHERN SELECT ENERGY STORAGE LLC | Bus Name: TNHEIGHTS_1 Bus Number: 38740 | Galveston | HOUSTON | 2027-03-31 | OTH | BA | 204.76 | 2025-05-09 | No
25INR0653 | Southfork Energy Storage | Planned | Southfork Energy Storage, LLC | tap 345kV 60709 Oersted - 60616 Edison CKT 1 | Kimble | SOUTH | 2028-11-30 | OTH | BA | 306.4 |  | No
24INR0530 | Southside Energy | Planned | Southside Energy, LLC | Tap 138kV 42960 Mustang Bayou - 42100 HUDSON ckt 4 | Brazoria | COASTAL | 2028-12-31 | OTH | BA | 101.2 |  | No
22INR0552 | Sowers Storage | Planned | Sowers Energy Storage LLC | 6894 Rose Hill_RC Sub 138 kV | Kaufman | NORTH | 2027-06-01 | OTH | BA | 203.9 | 2022-04-22 | Yes
22INR0445 | SPC Bloom BESS | Planned | BRP Blue Topaz 2, LLC | 8911 Black Bayou 138kV | Victoria | SOUTH | 2027-04-07 | OTH | BA | 100 |  | No
27INR0083 | Spinner Energy Storage | Planned | GCI Wolf Energy Storage, LLC | 8196 Poesta Substation 138kV | Bee | SOUTH | 2027-06-01 | OTH | BA | 125.63 |  | No
27INR0412 | Spinosa BESS | Planned | Spinosa Energy Center, LLC | Tap 138 kV 1450 Pleasant Valley Switch - 1499 Parkway | Wichita | WEST | 2028-10-10 | OTH | BA | 201.2 |  | No
28INR0278 | Spur Energy Storage | Planned | Spur Energy Storage, LLC | Tap 345kV (1429) JACKSBRO_5 - (11736) BIRDDOG_5 | Wise | NORTH | 2028-09-26 | OTH | BA | 306.31 |  | No
25INR0189 | Staccato BESS | Planned | Staccato Storage, LLC | 138kV WARDA #7312. | Fayette | SOUTH | 2026-12-31 | OTH | BA | 201.8 |  | No
28INR0095 | Starlit Pasture Storage | Planned | Starlit Pasture Energy Center, LLC | 7574 Chappell Hill 138 KV | Washington | SOUTH | 2029-09-30 | OTH | BA | 208.8 |  | No
27INR0145 | Steelhead Energy Storage | Planned | GRS BESS TEXAS SEVEN, LLC | Tap 1593 BONHAM_P8 to Allens Creek 1835 138kV | Fannin | NORTH | 2027-09-30 | OTH | BA | 192.1 |  | No
23INR0164 | Steppe Reserve Storage | Planned | KCE TX 25, LLC | 8283 Asherton 138 kV | Dimmit | SOUTH | 2028-01-01 | OTH | BA | 51.9 |  | No
25INR0396 | Stewart Grady BESS | Planned | Grady BESS | Tap 138kV 11368 Expanse Switch – 23841 Sale Ranch | Martin | WEST | 2028-04-19 | OTH | BA | 150.5 |  | No
26INR0343 | Stinger Energy Storage | Planned | Stinger Energy Storage LLC | Tap Atascocita 138kV Substation (Bus # 40130) - Lake Houston (Bus #40820) | Harris | HOUSTON | 2028-03-01 | OTH | BA | 200.8 |  | No
21INR0492 | Stockyard Grid Batt | Planned | Stockyard Grid, LLC | 2082 Hicks 138kV | Tarrant | NORTH | 2026-12-31 | OTH | BA | 150.6 | 2022-10-26 | Yes
25INR0248 | Strawberry Acres Storage | Planned | Strawberry Acres Energy Center, LLC | 5132 Eagle Creek Substation 138kV | Wilson | SOUTH | 2028-09-30 | OTH | BA | 156.73 |  | No
27INR0208 | Sugarloaf BESS | Planned | Sugarloaf Clean Energy LLC | (#80481) PILONCIL4 138KV | Dimmit | SOUTH | 2028-01-31 | OTH | BA | 100.6 |  | No
28INR0254 | Summerhill BESS | Planned | Taylor ESS, LLC | Tap 138kv 6228 ABNTHWST4A - 6288 MULBERRY4D | Taylor | WEST | 2028-12-15 | OTH | BA | 143 |  | No
27INR0247 | Sun Angel ESS | Planned | Sun Angel ESS LLC | Tap 138kV LUFKINE East (#3326) - HERTY TAP (#3318) | Angelina | NORTH | 2028-07-01 | OTH | BA | 201.54 |  | No
27INR0327 | Sunflower Valley Storage | Planned | Sunflower Valley Storage, LLC | 1414 Champion Creek Substation 345 kV | Mitchell | WEST | 2029-04-17 | OTH | BA | 205.7 |  | No
23INR0205 | SUNSETTER BESS | Planned | CED Development Inc. | 5885 Downie 138kV | Uvalde | SOUTH | 2027-11-30 | OTH | BA | 100 |  | No
26INR0179 | SunShiner ESS | Planned | SunShiner ESS LLC | 8672 LaPryor2A 138 kV | Zavala | SOUTH | 2027-07-01 | OTH | BA | 200 |  | No
25INR0458 | Surfside Energy Storage | Planned | Rocky Mountain Energy Holdings, LLC | Tap 138kV 42110 Angleton – 43150 Riwood ckt 82 | Brazoria | COASTAL | 2028-12-31 | OTH | BA | 50.34 |  | No
26INR0466 | Symphony BESS | Planned | Symphony BESS, LLC | 46220 PETERS | Austin | SOUTH | 2028-07-01 | OTH | BA | 612 |  | No
23INR0479 | Taormina Storage | Planned | Taormina Storage Project LLC | Tap 138kV VH Braunig (5025) to Valley Road 138kV (5465) | Bexar | SOUTH | 2029-05-26 | OTH | BA | 231.86 | 2025-04-14 | Yes
25INR0491 | Tarim BESS | Planned | BRP Tarim BESS LLC | 5727 Pawnee Switching Substation 138kV | Karnes | SOUTH | 2027-12-01 | OTH | BA | 201 |  | No
26INR0618 | Taylor County Paul Storage | Planned | DM-TCP, LLC | 6260 Abilene South Substation 138kV | Taylor | WEST | 2028-06-30 | OTH | BA | 205 |  | No
22INR0555 | TE Smith Storage | Planned | BT Smith Storage, LLC | 2483 Royse Switch 345kV | Rockwall | NORTH | 2026-01-15 | OTH | BA | 125.36 | 2023-11-08 | Yes | 2025-06-02 | 2025-12-15
26INR0418 | TE Smith Storage 2 | Planned | Smith II Battery Storage, LLC | 2478 Royse 345kV | Rockwall | NORTH | 2027-08-16 | OTH | BA | 125.32 |  | No
24INR0763 | Team Ranch Storage | Planned | BAF Storage, LLC | 1869 Benbrook Switch 345kV | Tarrant | NORTH | 2027-03-01 | OTH | BA | 307.2 |  | No
26INR0514 | Techne BESS | Planned | Techne BESS, LLC | 7560 RED ROCK 138kV | Bastrop | SOUTH | 2026-12-31 | OTH | BA | 202.7 |  | No
24INR0168 | Tejano Storage | Planned | Tejano Storage, LLC | Tap 138kV 8125 Lolita - 8172 Victoria | Victoria | SOUTH | 2029-07-01 | OTH | BA | 152.31 |  | No
26INR0598 | Tennuto BESS | Planned | Tennuto BESS, LLC | Wolfridge (#730) | Cooke | NORTH | 2027-12-31 | OTH | BA | 202 |  | No
26INR0411 | Tex-Bar ESS | Planned | Tex-Bar ESS LLC | Tap 345kV JEWETT_S5 (#3390) -- SINGLETON (#44645) | Madison | NORTH | 2027-07-01 | OTH | BA | 201.5 | 2025-12-26 | No
23INR0361 | Third Coast BESS | Planned | Third Coast BESS LLC | 8125 Lolita substation 138kV | Jackson | SOUTH | 2027-06-15 | OTH | BA | 102.82 | 2023-05-17 | Yes
24INR0543 | Thomas Cameron BESS | Planned | Thomas Cameron BESS LLC | Tap 345kV 3424 BUCKHORN SWITCH - 3422 KILLEEN SWITCH | Lampasas | NORTH | 2027-05-03 | OTH | BA | 201.52 | 2024-10-30 | Yes
23INR0391 | THUNDER ROAD ENERGY STORAGE | Planned | Hecate Grid Thunder Road Storage LLC | 12491 FISH CREEK 138KV | Dallas | NORTH | 2027-05-31 | OTH | BA | 153.4 |  | No
27INR0326 | Thunderbird Valley Storage | Planned | Thunderbird Valley Storage | (787) Olney Substation 138 kV | Young | WEST | 2028-07-01 | OTH | BA | 150.39 |  | No
22INR0503 | Tidwell Prairie II Batt | Planned | TIDWELL PRAIRIE II LLC | Tap 345kV 3400 Twin Oak - 39950 TNP One | Robertson | NORTH | 2026-06-01 | OTH | BA | 203.62 | 2025-01-13 | Yes
26INR0715 | Tierra Bonita BESS SLF | Planned | Greasewood II BESS LLC | 860 GIRVINSW 345kV | Pecos | WEST | 2027-12-15 | OTH | BA | 0 |  | No
23INR0364 | Tierra Seca BESS | Planned | Tierra Seca BESS LLC | 138kV 8255 HAMILTON4A (Hamilton Road Substation) | Val Verde | WEST | 2026-01-29 | OTH | BA | 102.7 | 2023-05-18 | Yes | 2025-10-27 | 2025-11-04
25INR0293 | TOCE BESS 1 | Planned | TOCE BESS 1, LLC | 138 kV Danevang Switching Station (Bus# 5546) | Wharton | SOUTH | 2028-05-31 | OTH | BA | 205.2 | 2024-12-30 | No
26INR0334 | TOCE TX BESS 2 | Planned | TOCE TX BESS 2, LLC | Tap 44200 Hillje - 44000 WA Parrish 345 kV | Wharton | SOUTH | 2027-08-01 | OTH | BA | 523.38 |  | No
28INR0368 | TOLSTA BESS | Planned | Tolsta BESS LLC | Tap 138 KV #80128 Whitepoint - #80258 Mayo | San Patricio | COASTAL | 2028-03-01 | OTH | BA | 200.95 |  | No
27INR0341 | Tomahawk Road BESS | Planned | Horizon Energy Storage Greenfield Project Holdings LLC | Tap 138 kV 1019 Moss - 1113 Odessa Southwest | Ector | WEST | 2028-03-01 | OTH | BA | 205 |  | No
23INR0529 | Torrecillas BESS | Planned | Torrecillas Interconnect, LLC | 161257 Torrecillas 345kV Station code: TORR | Webb | SOUTH | 2026-02-28 | OTH | BA | 9.9 | 2015-01-30 | Yes | 2025-06-25 | 2025-07-01
24INR0416 | Trelas | Planned | Trelasol, LLC | 76006 Bow Wood 345kV Bus | McCulloch | SOUTH | 2028-05-01 | OTH | BA | 200.83 |  | No
27INR0173 | Trenno BESS | Planned | JSB1, LLC | Tap 138kV 2281 Godley - 2888 Carmichael | Johnson | NORTH | 2027-09-13 | OTH | BA | 202.56 | 2025-08-18 | No
26INR0295 | Trinity Hills BESS SLF | Planned | Phoenix Battery Storage, LLC | To the 345 kV Garvey Road Switch (#17002) | Archer | WEST | 2027-04-12 | OTH | BA | 94 |  | No
23INR0279 | Trivor BESS | Planned | BRP Trivor BESS LLC | 1272 Fullerton 138kV | Andrews | WEST | 2028-03-01 | OTH | BA | 205.46 |  | No
23INR0278 | Tucana BESS | Planned | BRP Tucana BESS LLC | 1157 Andrews County South 138kV | Andrews | WEST | 2028-03-01 | OTH | BA | 201.3 |  | No
28INR0080 | Turtle Rock Storage | Planned | Turtle Rock Energy Center, LLC | Tap 138 kV 13501 Clayhill to 13681 Reed | Freestone | NORTH | 2028-07-02 | OTH | BA | 135.59 |  | No
27INR0109 | Two Barbaras BESS | Planned | Two Barbaras BESS | Tap 138 kV Pinehurst (#46240) – Mill Creek (#44850) Line | Montgomery | HOUSTON | 2029-01-04 | OTH | BA | 217.16 | 2025-10-01 | No
24INR0425 | Two Brothers ESS | Planned | BRP Blue Topaz 2, LLC | 8911 BLKBYU4A 138kV | Victoria | SOUTH | 2027-09-09 | OTH | BA | 154.65 | 2024-04-22 | Yes
24INR0198 | Two Forks BESS | Planned | Two Forks LLC | 684 SPRING 138kV | Cooke | NORTH | 2027-06-30 | OTH | BA | 309.8 | 2024-05-03 | Yes
27INR0142 | UNICORN BESS | Planned | Unicorn Energies | Tap 138 kV Wa Parish (#44015) - Crabb River Road Line (#44170) Line; CNP | Fort Bend | HOUSTON | 2027-09-01 | OTH | BA | 278.98 |  | No
24INR0501 | Utopia BESS | Planned | Regis Utopia, LLC | Station Name (TDSP Station Code): UTOPIA; Load/Load Transformer Name: UTOPIAT1; PTI BUS number: 7428; Voltage in kV (Transmission Level): 69kV Transformers: 3x 4000kVA 800VAC Δ - 12.47kVA Υ 12,000 MVA connected, Running load limited to 9.99 MW | Bandera | SOUTH | 2026-06-02 | OTH | BA | 9.8 | 2023-01-18 | Yes | 2026-01-23
23INR0123 | Vaca Storage | Planned | Long Mount Storage, LLC | 138kV 8723 Cangrejo | Calhoun | COASTAL | 2029-07-01 | OTH | BA | 101 |  | No
22INR0387 | Val Vista Grid BESS 1 | Planned | Val Vista Grid, LLC | Tap 345kV 8383 North Edinburg - 80137 Stewart Road | Hidalgo | SOUTH | 2028-06-01 | OTH | BA | 209.32 | 2025-12-31 | No
24INR0102 | Val Vista Grid BESS 2 | Planned | Val Vista Grid, LLC | Tap 345kV 8383 North Edinburg - 80137 Stewart Road | Hidalgo | SOUTH | 2028-06-01 | OTH | BA | 210.56 | 2025-12-31 | No
28INR0465 | Valcrest BESS | Planned | Flexen USA LLC | tap 138 kV 43500 WEBSTR_B138A - 48403 W_GALV01TP_8 | Galveston | HOUSTON | 2028-12-31 | OTH | BA | 154.25 |  | No
25INR0301 | Van Zandt Energy Storage | Planned | Rocky Mountain Energy Holdings, LLC | 1027 Odessa EHV Switch 138 kV | Ector | WEST | 2027-04-13 | OTH | BA | 256.58 |  | No
26INR0200 | Vaughn Energy Storage | Planned | Vaughn Battery Storage, LLC | 13 Keith 138kV | Grimes | NORTH | 2027-12-31 | OTH | BA | 200.6 |  | No
22INR0488 | Venture Hill Storage | Planned | KCE TX 24, LLC | 7336 Gilleland Creek 138kV | Travis | SOUTH | 2026-12-01 | OTH | BA | 70.44 |  | No
26INR0333 | VERTUS ENERGY STORAGE | Planned | VERTUS ENERGY STORAGE LLC | Bus Name: TnMainland1, Bus Number: 38830, | Galveston | HOUSTON | 2026-04-28 | OTH | BA | 207.3 | 2025-01-08 | Yes | 2025-12-16 | 2026-01-30
28INR0490 | Vertus Energy Storage 2 | Planned | Vertus Energy Storage 2 LLC | 38830 TNMAINLAND1 138 KV | Galveston | HOUSTON | 2028-02-15 | OTH | BA | 204.93 |  | No
25INR0122 | Vial BESS | Planned | Gransolar Texas Eleven LLC | Chatt(234) - Pecan Street (3352) 138kV | Hill | NORTH | 2027-09-15 | OTH | BA | 135.18 | 2025-08-04 | Yes
25INR0076 | Violet Storage | Planned | VIOLET STORAGE | McKenzie Road (8858) 138 kV Substation | Nueces | COASTAL | 2029-07-01 | OTH | BA | 151 |  | No
20INR0245 | Volunteer Storage | Planned | Blackjack Storage LLC | 7216 Lockhart 138kV | Caldwell | SOUTH | 2028-02-29 | OTH | BA | 50.6 |  | No
20INR0238 | Voyager Storage | Planned | EDF Renewables Development, Inc. | 44200 Hillje 345kV | Wharton | SOUTH | 2028-04-08 | OTH | BA | 50.14 |  | No
27INR0519 | Wagyu BESS SLF | Planned | Wagyu BESS, LLC | 42410 Burke_POI_8 138kV | Brazoria | COASTAL | 2026-12-31 | OTH | BA | 120.55 |  | No
27INR0207 | Wander Waters BESS | Planned | Wander Waters BESS LLC | 61001 JIMTREEC7A 345kV | Wilbarger | WEST | 2027-10-31 | OTH | BA | 303.5 |  | No
27INR0457 | watermelon 1 energy storage | Planned | Tempus power management LLC | Tap on 2427 WATMLL_W5 345.00 - 2432 TRICRN1_5 345.00 345kV line ckt 1. | Dallas | NORTH | 2029-03-01 | OTH | BA | 102.1 |  | No
27INR0458 | watermelon 2 energy storage | Planned | Tempus power management LLC | Tap on 2427 WATMLL_W5 345.00 - 2432 TRICRN1_5 345.00 345kV line ckt 1. | Dallas | NORTH | 2029-03-01 | OTH | BA | 102.1 |  | No
27INR0459 | watermelon 3 energy storage | Planned | Tempus power management LLC | Tap on 2427 WATMLL_W5 345.00 - 2432 TRICRN1_5 345.00 345kV line ckt 1. 1.6 miles from 2427 WATMLL_W5 | Dallas | NORTH | 2029-03-01 | OTH | BA | 102.1 |  | No
27INR0460 | watermelon 4 energy storage | Planned | Tempus power management LLC | Tap on 2427 WATMLL_W5 345.00 - 2432 TRICRN1_5 345.00 345kV line ckt 1. | Dallas | NORTH | 2029-03-01 | OTH | BA | 102.1 |  | No
28INR0255 | watermelon 5 energy storage | Planned | Tempus power management LLC | Tap on 2427 WATMLL_W5 345.00 - 2432 TRICRN1_5 345.00 345kV line ckt 1. | Dallas | NORTH | 2029-03-01 | OTH | BA | 102.1 |  | No
28INR0256 | watermelon 6 energy storage | Planned | Tempus power management LLC | Tap on 2427 WATMLL_W5 345.00 - 2432 TRICRN1_5 345.00 345kV line ckt 1. | Dallas | NORTH | 2029-03-01 | OTH | BA | 102.1 |  | No
28INR0257 | watermelon 7 energy storage | Planned | Tempus power management LLC | Tap on 2427 WATMLL_W5 345.00 - 2432 TRICRN1_5 345.00 345kV line ckt 1. | Dallas | NORTH | 2029-03-01 | OTH | BA | 102.1 |  | No
28INR0258 | watermelon 8 energy storage | Planned | Tempus power management LLC | Tap on 2427 WATMLL_W5 345.00 - 2432 TRICRN1_5 345.00 345kV line ckt 1. | Dallas | NORTH | 2029-03-01 | OTH | BA | 102.1 |  | No
24INR0544 | Wetzel BESS | Planned | Brown ESS, LLC | Tap 138kV 1654 Zephyr – 1655 Brownwood Switch | Brown | NORTH | 2028-09-09 | OTH | BA | 185.57 |  | No
25INR0253 | Whiskey BESS | Planned | Whiskey BESS LLC | 6828 Canton Tap 138 kV | Van Zandt | NORTH | 2027-01-30 | OTH | BA | 153.72 | 2025-03-28 | No
26INR0605 | White Bright BESS | Planned | VLN, LLC | Tap 345kV 1729 Valley South – Anna Switch 2373 | Grayson | NORTH | 2029-04-16 | OTH | BA | 313.69 |  | No
26INR0420 | Whitetail BESS | Planned | Hunt Energy Network, LLC | #23846 SALTMN_SU8 138kV | Mitchell | WEST | 2027-03-16 | OTH | BA | 180 |  | No
26INR0613 | Wichita County Mawson Storage | Planned | DM-WCM, LLC | Tap 345kV Fisher Road Switch (#1425) – Riley (#6101) Line | Wichita | WEST | 2029-04-16 | OTH | BA | 153.7 |  | No
28INR0075 | Wild Paw Storage | Planned | Wild Paw Energy Center, LLC | Tap 345kV 3124 Trinidad - 3130 Forest Grove | Henderson | NORTH | 2028-09-30 | OTH | BA | 313.2 |  | No
28INR0292 | Wildflower Storage | Planned | Wildflower Storage LLC | Drane Switch 345 kV substation on Venus Switch (1906) - Navarro (68091) 345 kV line | Navarro | NORTH | 2028-09-30 | OTH | BA | 359.1 |  | No
25INR0370 | Willis Storage | Planned | BT Majewski Storage LLC | tap 138kV Emory North 3171 to Liberty POD 1723 | Rains | NORTH | 2027-08-13 | OTH | BA | 176.13 | 2025-04-07 | Yes
28INR0285 | Wilson BESS | Planned | Dunamis BESS | Tap 345 kV 5133 Elm Creek - 5901 San Miguel CKT 1 & 2 | Wilson | SOUTH | 2028-06-30 | OTH | BA | 409.74 |  | No
26INR0321 | Windmill Ridge Storage | Planned | BT WMR Storage, LLC | Angleton (Bus #42110) - West Columbia Local (Bus #43381) 138 kV Substation | Brazoria | COASTAL | 2026-12-31 | OTH | BA | 151.4 |  | No
26INR0556 | Wintergarden BESS | Planned | Wintergarden BESS LLC | 8970 Catarina 138 kV | Dimmit | SOUTH | 2028-06-30 | OTH | BA | 201.2 |  | No
25INR0300 | Wizard BESS | Planned | Wizard Energy Storage, LLC | To the 138 kV League City Substation (#38920) | Galveston | HOUSTON | 2026-02-14 | OTH | BA | 150.82 | 2023-08-21 | Yes | 2025-08-25 | 2025-10-10
27INR0466 | Wolfram Storage | Planned | Nova Clean Energy, LLC | Dokmai 138kV Substation (bus #80090) | Calhoun | COASTAL | 2027-12-01 | OTH | BA | 206.6 |  | No
25INR0660 | Wooderson Energy Storage | Planned | Wooderson Energy Storage, LLC | Tap 345 kV 11418 TECUMSEH- 1421 Willow Creek | Jack | NORTH | 2028-09-30 | OTH | BA | 306.4 |  | No
30INR0005 | Woodland Energy Storage | Planned | Woodland Energy Storage, LLC | 68040 Kopperl Substation 345kV | Bosque | NORTH | 2030-10-01 | OTH | BA | 207.6 |  | No
25INR0466 | Yooperlite Storage | Planned | BT Yooperlite Storage, LLC | Tap 138 kV 580 Westbrook Switch - 588 Willow | Wise | NORTH | 2028-05-31 | OTH | BA | 175.65 |  | No
26INR0328 | Yorktown BESS | Planned | Navitas Energy LLC | (#78575) LCRA Yorktown 138 kV | DeWitt | SOUTH | 2028-12-16 | OTH | BA | 150.49 |  | No
24INR0131 | Zelus BESS | Planned | BRP Zelus BESS LLC | the 138 kV Zapata Substation (#8299; AEP) | Zapata | SOUTH | 2027-12-01 | OTH | BA | 201.03 |  | No
26INR0083 | Zeppelin Energy Storage | Planned | ZEPPELIN ENERGY STORAGE LLC | 6464 San Angelo North | Tom Green | WEST | 2028-05-31 | OTH | BA | 163.93 |  | No
23INR0290 | Zeya BESS | Planned | BRP Zeya BESS LLC | 38740 Heights 138kV | Galveston | HOUSTON | 2026-12-01 | OTH | BA | 255.33 | 2023-01-20 | Yes
27INR0397 | Zodiac Storage | Planned | Grenergy USA | Tap 138 kV 8680 RGEC Rough Canyon (ROUGHCAN4A) - 8683 Comstock (COMSTOCK4A) Line | Val Verde | WEST | 2028-08-29 | OTH | BA | 125.58 |  | No
25INR0384 | Zorro BESS | Planned | ZORRO BESS LLC | 138 kV Ben Wheeler (Bus# 6852) | Van Zandt | NORTH | 2027-05-01 | OTH | BA | 153.69 | 2025-03-28 | No

## Historic Trends
Planned Stand-Alone and Co-Located Battery Projects in Historic Generation Interconnection Status Reports

## Battery RFI Charts
Summary of Battery Request for Information as of January 31, 2026
| Number of Battery Facilities (incl. Stand-Alone) | Number of RFI Templates submitted
Operational - Installed and Fully Approved for Market Operations | 214 | 207
Operational - Synchronized and generating power, but not Fully Approved for Commercial Operations | 46 | 46
Planned, with SGIA | 230 | 204

## Co-located Operational
Operational Co-located Projects as of January 31, 2026
NOTES:
Projects in the table are all operational co-located facilities approved by ERCOT. These include co-located facilities approved for synchronization to the ERCOT grid but not approved for full commercial operations.
For the purposes of this report, the Battery Energy Storage project is considered co-located with wind, solar or thermal generation projects if the projects are at the same POI, with similar project name and same Resource Entity (or same parent or holding company).
The projects are listed in alphabetical order by Project Name.
Unit Name | Unit Code | County | CDR Reporting Zone | In Service | Fuel | Technology | Capacity (MW)*
ANCHOR BESS U1 | ANCHOR_BESS1 | EASTLAND | NORTH | 2022 | OTH | BA | 35.2
ANCHOR BESS U2 | ANCHOR_BESS2 | EASTLAND | NORTH | 2022 | OTH | BA | 36.3
ANCHOR WIND | ANCHOR_WIND2 | EASTLAND | NORTH | 2022 | WIN | WT | 98.9
ANGELO SOLAR | ANG_SLR_UNIT1 | TOM GREEN | WEST | 2024 | SOL | PV | 195.41
ANGELO STORAGE | ANG_SLR_BESS1 | TOM GREEN | WEST | 2024 | OTH | BA | 102.97
BLEVINS SOLAR U2 | BLVN_SLR_SOLAR2 | FALLS | NORTH | 2025 | SOL | PV | 132.02
BLEVINS SOLAR U3 | BLVN_SLR_SOLAR3 | FALLS | NORTH | 2025 | SOL | PV | 139.74
BLEVINS STORAGE | BLVN_SLR_BESS1 | FALLS | NORTH | 2025 | OTH | BA | 188.24
BIG STAR SOLAR U1 | BIG_STAR_UNIT1 | BASTROP | SOUTH | 2022 | SOL | PV | 132.27
BIG STAR SOLAR U2 | BIG_STAR_UNIT2 | BASTROP | SOUTH | 2022 | SOL | PV | 70.83
BIG STAR STORAGE | BIG_STAR_BESS | BASTROP | SOUTH | 2023 | OTH | BA | 80
BLUE JAY BESS | BLUEJAY_BESS1 | GRIMES | NORTH | 2022 | OTH | BA | 51.6
BLUE JAY SOLAR | BLUEJAY_UNIT1 | GRIMES | NORTH | 2021 | SOL | PV | 69
BLUE JAY SOLAR II | BLUEJAY_UNIT2 | GRIMES | NORTH | 2021 | SOL | PV | 141.1
BLUE SUMMIT BATTERY | BLSUMMIT_BATTERY | WILBARGER | WEST | 2017 | OTH | BA | 30
BLUE SUMMIT WIND 1 A | BLSUMMIT_BLSMT1_5 | WILBARGER | WEST | 2013 | WIN | WT | 9
BLUE SUMMIT WIND 1 B | BLSUMMIT_BLSMT1_6 | WILBARGER | WEST | 2013 | WIN | WT | 126.4
BLUE SUMMIT WIND 2 A | BLSUMMIT_UNIT2_25 | WILBARGER | WEST | 2020 | WIN | WT | 92.5
BLUE SUMMIT WIND 2 B | BLSUMMIT_UNIT2_17 | WILBARGER | WEST | 2020 | WIN | WT | 6.86
BLUE SUMMIT WIND 3 A | BLSUMIT3_UNIT_17 | WILBARGER | WEST | 2020 | WIN | WT | 13.7
BLUE SUMMIT WIND 3 B | BLSUMIT3_UNIT_25 | WILBARGER | WEST | 2020 | WIN | WT | 186.5
BRIGHT ARROW SOLAR U1 | BR_ARROW_UNIT1 | HOPKINS | NORTH | 2023 | SOL | PV | 127.3
BRIGHT ARROW SOLAR U2 | BR_ARROW_UNIT2 | HOPKINS | NORTH | 2023 | SOL | PV | 173.9
BRIGHT ARROW STORAGE U1 | BR_ARROW_BESS1 | HOPKINS | NORTH | 2023 | OTH | BA | 51.78
BRIGHT ARROW STORAGE U2 | BR_ARROW_BESS2 | HOPKINS | NORTH | 2023 | OTH | BA | 51.78
CASTLE GAP BATTERY | CASL_GAP_BATTERY1 | UPTON | WEST | 2019 | OTH | BA | 9.9
CASTLE GAP SOLAR | CASL_GAP_UNIT1 | UPTON | WEST | 2018 | SOL | PV | 180
CHILLINGHAM SOLAR U1 | CHIL_SLR_SOLAR1 | BELL | NORTH | 2025 | SOL | PV | 174.3
CHILLINGHAM SOLAR U2 | CHIL_SLR_SOLAR2 | BELL | NORTH | 2025 | SOL | PV | 178.1
CHILLINGHAM STORAGE | CHIL_SL1_BESS1 | BELL | NORTH | 2025 | OTH | BA | 153.93
CORAL SOLAR U1 | CORALSLR_SOLAR1 | FALLS | NORTH | 2023 | SOL | PV | 97.7
CORAL SOLAR U2 | CORALSLR_SOLAR2 | FALLS | NORTH | 2023 | SOL | PV | 56.3
CORAL STORAGE U1 | CORALSLR_BESS1 | FALLS | NORTH | 2023 | OTH | BA | 48.4
CORAL STORAGE U2 | CORALSLR_BESS2 | FALLS | NORTH | 2023 | OTH | BA | 52.2
COTTONWOOD BAYOU SOLAR U1 | CTW_SOLAR1 | BRAZORIA | COASTAL | 2025 | SOL | PV | 175.69
COTTONWOOD BAYOU SOLAR U2 | CTW_SOLAR2 | BRAZORIA | COASTAL | 2025 | SOL | PV | 175.71
COTTONWOOD BAYOU STORAGE | CTW_BESS1 | BRAZORIA | COASTAL | 2025 | OTH | BA | 153.03
DANISH FIELDS SOLAR U1 | DAN_UNIT1 | WHARTON | SOUTH | 2023 | SOL | PV | 301.3
DANISH FIELDS SOLAR U2 | DAN_UNIT2 | WHARTON | SOUTH | 2023 | SOL | PV | 151
DANISH FIELDS SOLAR U3 | DAN_UNIT3 | WHARTON | SOUTH | 2023 | SOL | PV | 150.5
DANISH FIELDS STORAGE U1 | DAN_BESS1 | WHARTON | SOUTH | 2023 | OTH | BA | 77.8
DANISH FIELDS STORAGE U2 | DAN_BESS2 | WHARTON | SOUTH | 2023 | OTH | BA | 75.1
DECORDOVA BESS U1 | DCSES_BES1 | HOOD | NORTH | 2022 | OTH | BA | 67.3
DECORDOVA BESS U2 | DCSES_BES2 | HOOD | NORTH | 2022 | OTH | BA | 67.3
DECORDOVA BESS U3 | DCSES_BES3 | HOOD | NORTH | 2022 | OTH | BA | 64.2
DECORDOVA BESS U4 | DCSES_BES4 | HOOD | NORTH | 2022 | OTH | BA | 64.2
DECORDOVA CTG 1 | DCSES_CT10 | HOOD | NORTH | 1990 | GAS | GT | 89.48
DECORDOVA CTG 2 | DCSES_CT20 | HOOD | NORTH | 1990 | GAS | GT | 89.48
DECORDOVA CTG 3 | DCSES_CT30 | HOOD | NORTH | 1990 | GAS | GT | 89.48
DECORDOVA CTG 4 | DCSES_CT40 | HOOD | NORTH | 1990 | GAS | GT | 89.48
ELIZA SOLAR | ELZA_SLR_SOLAR1 | KAUFMAN | NORTH | 2024 | SOL | PV | 151.7
ELIZA STORAGE | ELZA_SLR_BES1 | KAUFMAN | NORTH | 2024 | OTH | BA | 100.4
ESTONIAN SOLAR | ESTONIAN_SOLAR1 | DELTA | NORTH | 2024 | SOL | PV | 88.4
ESTONIAN SOLAR | ESTONIAN_SOLAR2 | DELTA | NORTH | 2024 | SOL | PV | 114.4
ESTONIAN STORAGE | ESTONIAN_BES1 | DELTA | NORTH | 2024 | OTH | BA | 101.6
EUNICE SOLAR | EUNICE_PV1 | ANDREWS | WEST | 2021 | SOL | PV | 189.6
EUNICE SOLAR | EUNICE_PV2 | ANDREWS | WEST | 2021 | SOL | PV | 237.1
EUNICE STORAGE | EUNICE_BES1 | ANDREWS | WEST | 2021 | OTH | BA | 40.3
FENCE POST BESS U1 | FENCESLR_BESS1 | NAVARRO | NORTH | 2023 | OTH | BA | 73.1
FENCE POST SOLAR U1 | FENCESLR_SOLAR1 | NAVARRO | NORTH | 2023 | SOL | PV | 141.3
FENCE POST SOLAR U2 | FENCESLR_SOLAR2 | NAVARRO | NORTH | 2023 | SOL | PV | 99.5
FIVE WELLS SOLAR | FIVEWSLR_UNIT1 | BELL | NORTH | 2023 | SOL | PV | 193.43
FIVE WELLS SOLAR | FIVEWSLR_UNIT2 | BELL | NORTH | 2023 | SOL | PV | 128.75
FIVE WELLS STORAGE | FIVEWSLR_BESS1 | BELL | NORTH | 2024 | OTH | BA | 228.54
INERTIA WIND U1 | INRT_W_UNIT1 | HASKELL | WEST | 2023 | WIN | WT | 67.7
INERTIA WIND U2 | INRT_W_UNIT2 | HASKELL | WEST | 2023 | WIN | WT | 27.7
INERTIA WIND U3 | INRT_W_UNIT3 | HASKELL | WEST | 2023 | WIN | WT | 205.9
INERTIA BESS | INRT_W_BESS_1 | HASKELL | WEST | 2024 | OTH | BA | 13
JADE SOLAR U1 | JADE_SLR_UNIT1 | SCURRY | WEST | 2024 | SOL | PV | 158.8
JADE SOLAR U2 | JADE_SLR_UNIT2 | SCURRY | WEST | 2024 | SOL | PV | 162.4
JADE STORAGE U1 | JADE_SLR_BESS1 | SCURRY | WEST | 2025 | OTH | BA | 78.53
JADE STORAGE U2 | JADE_SLR_BESS2 | SCURRY | WEST | 2025 | OTH | BA | 82.27
LILY SOLAR | LILY_SOLAR1 | KAUFMAN | NORTH | 2021 | SOL | PV | 147.63
LILY STORAGE | LILY_BESS1 | KAUFMAN | NORTH | 2021 | OTH | BA | 51.74
LONGBOW BESS | LON_BES1 | BRAZORIA | COASTAL | 2024 | OTH | BA | 180.8
LONGBOW SOLAR | LON_SOLAR1 | BRAZORIA | COASTAL | 2024 | SOL | PV | 78.2
MIDPOINT SOLAR | MIDP_SLR_BESS1 | HILL | NORTH | 2025 | SOL | PV | 50.9
MIDPOINT STORAGE | MIDP_SLR_SOLAR1 | HILL | NORTH | 2025 | OTH | BA | 98.3
MUSTANG CREEK SOLAR U1 | MUSTNGCK_SOLAR1 | JACKSON | SOUTH | 2023 | SOL | PV | 60.2
MUSTANG CREEK SOLAR U2 | MUSTNGCK_SOLAR2 | JACKSON | SOUTH | 2023 | SOL | PV | 90.3
MUSTANG CREEK STORAGE | MUSTNGCK_BES1 | JACKSON | SOUTH | 2023 | OTH | BA | 70.5
MYRTLE SOLAR U1 | MYR_UNIT1 | BRAZORIA | COASTAL | 2022 | SOL | PV | 171.6
MYRTLE SOLAR U2 | MYR_UNIT2 | BRAZORIA | COASTAL | 2022 | SOL | PV | 149.6
MYRTLE STORAGE U1 | MYR_BES1 | BRAZORIA | COASTAL | 2023 | OTH | BA | 76.93
MYRTLE STORAGE U2 | MYR_BES2 | BRAZORIA | COASTAL | 2023 | OTH | BA | 74.27
NOBLE SOLAR U1 | NOBLESLR_SOLAR1 | DENTON | NORTH | 2022 | SOL | PV | 148.8
NOBLE SOLAR U2 | NOBLESLR_SOLAR2 | DENTON | NORTH | 2022 | SOL | PV | 130.2
NOBLE STORAGE | NOBLESLR_BESS2 | DENTON | NORTH | 2022 | OTH | BA | 62.5
NOBLE STORAGE (BESS1) | NOBLESLR_BESS1 | DENTON | NORTH | 2022 | OTH | BA | 62.5
NOTREES BATTERY FACILITY | NWF_NBS | WINKLER | WEST | 2013 | OTH | BA | 36
NOTREES WIND 1 | NWF_NWF1 | WINKLER | WEST | 2009 | WIN | WT | 92.6
NOTREES WIND 2 | NWF_NWF2 | WINKLER | WEST | 2009 | WIN | WT | 60
PHOTON SOLAR 1 2 | PHO_SOLAR1 | WHARTON | SOUTH | 2024 | SOL | PV | 129.59
PHOTON SOLAR 1 3 | PHO_SOLAR2 | WHARTON | SOUTH | 2024 | SOL | PV | 106.07
PHOTON BESS1 | PHO_1_BES1 | WHARTON | SOUTH | 2024 | OTH | BA | 152.74
PHOTON BESS2 SLF | PHO_BES2 | WHARTON | SOUTH | 2025 | OTH | BA | 152.74
PHOTON SOLAR 4 SLF | PHO_SOLAR4 | WHARTON | SOUTH | 2025 | SOL | PV | 105.98
PINE FOREST SOLAR U1 | PINEFRST_UNIT1 | HOPKINS | NORTH | 2025 | SOL | PV | 242.7
PINE FOREST SOLAR U2 | PINEFRST_UNIT2 | HOPKINS | NORTH | 2025 | SOL | PV | 58.9
PINE FOREST BESS | PINEFRST_BESS1 | HOPKINS | NORTH | 2025 | OTH | BA | 200.74
PYRON BESS II | PYR_ESS2A | NOLAN | WEST | 2023 | OTH | BA | 15.1
PYRON BESS II | PYR_ESS2B | NOLAN | WEST | 2023 | OTH | BA | 15.1
PYRON WIND 1 | PYR_PYRON1 | NOLAN | WEST | 2008 | WIN | WT | 121.5
PYRON WIND 2 | PYR_PYRON2 | NOLAN | WEST | 2008 | WIN | WT | 127.5
ROSELAND SOLAR U1 | ROSELAND_SOLAR1 | FALLS | NORTH | 2022 | SOL | PV | 254
ROSELAND SOLAR U2 | ROSELAND_SOLAR2 | FALLS | NORTH | 2022 | SOL | PV | 167.9
ROSELAND SOLAR U3 | ROSELAND_SOLAR3 | FALLS | NORTH | 2022 | SOL | PV | 86.1
ROSELAND STORAGE | ROSELAND_BESS1 | FALLS | NORTH | 2022 | OTH | BA | 51.6
SHAMROCK ENERGY STORAGE (SLF) | SHAMROCK_68_BESS1 | CROCKETT | WEST | 2024 | OTH | BA | 99.33
SHAMROCK WIND U1 | SHAMROCK_UNIT1 | CROCKETT | WEST | 2024 | WIN | WT | 203.1
SHAMROCK WIND U2 | SHAMROCK_UNIT2 | CROCKETT | WEST | 2024 | WIN | WT | 20.9
SHEEP CREEK STORAGE | SHEEPCRK_BESS1 | CALLAHAN | WEST | 2024 | OTH | BA | 142.1
SHEEP CREEK WIND | SHEEPCRK_UNIT1 | CALLAHAN | WEST | 2024 | WIN | WT | 149.94
STAMPEDE BESS U1 | STAM_SLR_BESS1 | HOPKINS | NORTH | 2023 | OTH | BA | 70.3
STAMPEDE SOLAR U1 | STAM_SLR_SOLAR1 | HOPKINS | NORTH | 2023 | SOL | PV | 77.6
STAMPEDE SOLAR U2 | STAM_SLR_SOLAR2 | HOPKINS | NORTH | 2023 | SOL | PV | 178.3
STONERIDGE SOLAR U1 | STRG_SLR_UNIT1 | MILAM | SOUTH | 2025 | SOL | PV | 184.1
STONERIDGE SOLAR U2 | STRG_SLR_UNIT2 | MILAM | SOUTH | 2025 | SOL | PV | 17.5
STONERIDGE BESS | STRG_SLR_BESS1 | MILAM | SOUTH | 2025 | OTH | BA | 101.9
SUN VALLEY BESS U1 | SUNVASLR_BESS1 | HILL | NORTH | 2023 | OTH | BA | 54.08
SUN VALLEY BESS U2 | SUNVASLR_BESS2 | HILL | NORTH | 2023 | OTH | BA | 47.32
SUN VALLEY U1 | SUNVASLR_UNIT1 | HILL | NORTH | 2023 | SOL | PV | 165.75
SUN VALLEY U2 | SUNVASLR_UNIT2 | HILL | NORTH | 2023 | SOL | PV | 86.19
VORTEX BESS | VORTEX_BESS1 | THROCKMORTON | WEST | 2022 | OTH | BA | 121.83
VORTEX WIND | VORTEX_WIND1 | THROCKMORTON | WEST | 2022 | WIN | WT | 153.6
VORTEX WIND U2 | VORTEX_WIND2 | THROCKMORTON | WEST | 2022 | WIN | WT | 24.2
VORTEX WIND U3 | VORTEX_WIND3 | THROCKMORTON | WEST | 2022 | WIN | WT | 158.4
VORTEX WIND U4 | VORTEX_WIND4 | THROCKMORTON | WEST | 2022 | WIN | WT | 14
XE MURAT [ADLONG] SOLAR | ADL_SOLAR1 | HARRIS | HOUSTON | 2025 | SOL | PV | 60.14
XE MURAT [ADLONG] STORAGE | ADL1_BESS1 | HARRIS | HOUSTON | 2025 | OTH | BA | 60.14
ZIER SOLAR | ZIER_SLR_PV1 | KINNEY | SOUTH | 2023 | SOL | PV | 161.28
ZIER STORAGE U1 | ZIER_SLR_BES1 | KINNEY | SOUTH | 2023 | OTH | BA | 40.08
* Capacity (MW) is the unit rating.